## Design
TRANSIMPEDANCE AMPLIFIER CALCULATOR
| Design Inputs |  |  |  |  | Calculations
| Parameter | Symbol | Value | Units |  | Parameter | Symbol | Value | Units
| User Inputs |  |  |  |  | TIA Configuration Validity
| Minimum Incident Power | PMIN | 1 | nW |  | Photodiode Mode | - | VALID | -
| Maximum Incident Power | PMAX | 1000 | nW |  | Polarity and Supply Voltage | - | VALID | -
| Environmental Temperature | TROOM | 300 | K |  | Effective Reverse Bias Voltage | - | VALID | -
| Detector Temperature | TDET | 300 | K |  | Frequency Response & Stability
| Bias Voltage at VIN+ | VBIAS | 0 | V |  | TIA Pole Frequency | fTIA | 212.6319 | kHz
| Minimum Frequency of Interest | fMin | 1 | Hz |  | TIA Zero Frequency | fZ | 6.1583 | kHz
| Maximum Frequency of Interest | fMAX | 1000 | MHz |  | Amplifier Pole Frequency | fT | 400 | Hz
| Target Noise Bandwidth | NBW | 300 | kHz |  | Maximum Stable Freqeuncy | fMAX_STB | 1585.5019 | kHz
| Diode Orientation | CATHODE → IN- |  |  |  | Minimum Feedback Cap | CMIN_FB | 0.20117 | pF
| Detector Input |  |  |  |  | Circuit Stable? | - | YES | -
| Manufacturer |  |  |  |  | Photocurrent and Output Voltage
| Part Number |  |  |  |  | Effective Reverse Bias Voltage | VR_EFF | 0 | V
| Configuration Mode | PV: Photovoltaic |  |  |  | Incident Power to Saturate | PSAT | 8350.0334 | nW
| Reverse Bias Voltage | VR | 0 | V |  | Photocurrent, PMIN | IPD_MIN | 0.6 | nA
| Responsivity | Rλ | 0.6 | A/W |  | Photocurrent, PMAX | IPD_MIN | 600 | nA
| Shunt Resistance | RSH | 100 | MΩ |  | Dynamic Range, Photocurrent | IRANGE | 599.4 | nA
| Junction Capacitance | CJ | 50 | pF |  | Dark Voltage | VDARK | 0 | V
| Dark Current | ID | 0 | nA |  | Voltage Output, Dark | VOUT_DARK | 0 | V
| APD Gain | GAPD | 1 | - |  | Voltage Output, PMIN | VMIN | -0.0002994 | V
| Feedback |  |  |  |  | Voltage Output, PMAX | VMAX | -0.2994 | V
| Feedback Resistor | RFB | 499 | kΩ |  | Dynamic Range, Volts | VRANGE | 0.2991 | V
| Feedback Capacitor | CFB | 1.5 | pF |  | Voltage Noise, RTO
| Operational Amplifier |  |  |  |  | TIA Voltage Noise, RMS | VTIA_RMS | 0.60455 | mV
| Manufacturer | Linear Technology |  |  |  | TIA Voltage Noise, Pk-Pk | VTIA_PkPk | 3.99 | mV
| Part Number | LTC6268 |  |  |  | Detector Noise
| Gain Bandwidth Product | GBP | 400 | MHz |  | Equivalent Noise Bandwidth | ENBW | 333.832 | kHz
| GBP Variance | - | 0 | % |  | NEP, 1Hz | NEP1Hz | 0.30574 | pW
| Open Loop Gain | AV | 120 | dB |  | SNR, 1Hz | SNR1Hz | 35.1465 | dB
| Input Bias Current | IB | 0.02 | pA |  | NEP, ENBW | NEPNBW | 2019.1916 | pW
| Voltage Noise Density | en | 4.3 |  |  | SNR, ENBW | SNRNBW | -3.0518 | dB
| Current Noise Density | in | 5.5
| Input Resistance | RA | 1000 | GΩ | NOTES
| Common Mode Capacitance | CCM | 0.45 | pF
| Differential Mode Capacitance | CDIFF | 0.1 | pF
| Single/Bipolar Supply | Bipolar Supply
| Positive Supply Voltage | V+ | 2.5 | V
| Negative Supply Voltage | V- | -2.5 | V
𝑛𝑉∕√𝐻𝑧
𝑓𝐴∕√𝐻𝑧
𝑓𝐴∕√𝐻𝑧

## Calculations (hidden)
|  |  |  | num | frequency | AOL | AOL | 1/β | 1/β | Voltage NG | Voltage NG | TIA Pole | Amplifier Voltage Noise | Amplifier Current Noise | Detector Shot Noise | Detector Thermal Noise | FB Resistor Noise | Total Noise | Piecewise Integration | Integral Current Noise | NEP | SNR | eo RTO | Op-Amp Complex Z | Zin | I load | Equiv. Complex Input Z | Feeback Network Z | Trans-Z Response | Trans-Z Response |  |  |  |  | Phase Margin
Design Inputs |  |  |  |  | Hz | V/V | dB | V/V | dB | V/V | dB | V/V | [6 empty] | A | A | W | dB | VRMS | XA | Ω | % | XIN | XF | V/A | MV/A | AOL | phi Aol | 1/b | phi 1/b | tia phase
Parameter | Symbol | Value | Units | 0 | 1 | 999996.875 | 120 | 1.005 | 0.043239 | 1.005 | 0.043231 | 1 | 8.6602e-15 | 5.5e-15 | 1.3943e-14 | 1.2869e-14 | 1.8217e-13 | 1.8344e-13 | 1.8344e-13 | 1.8344e-13 | 3.0574e-13 | 35.1465 | 9.1538e-08 | 2.9991e-12 | 0.499 | 1 | 1.0006e-08 | 2.004e-06 | 498999.4985 | 0.499 | 999993.750039062-2499.98437509766i | -0.14324 | 1.00499049974526+0.000158466423480032i | 0.0090344 | 179.8477
Constants |  |  |  | 1 | 1.0423 | 999996.6049 | 120 | 1.005 | 0.043239 | 1.005 | 0.043231 | 1 | 8.6602e-15 | 5.5e-15 | 1.3943e-14 | 1.2869e-14 | 1.8217e-13 | 1.8344e-13 | 3.7737e-14 | 2.2118e-13 | 3.6863e-13 | 34.334 | 1.1037e-07 | 3.1121e-12 | 0.499 | 1 | 1.0006e-08 | 2.004e-06 | 498999.4985 | 0.499 | 999993.209885958-2605.77587984773i | -0.1493 | 1.00499049980967+0.000165172315166541i | 0.0094167 | 179.8413
Electron Charge | q | 1.62e-19 | C | 2 | 1.0864 | 999996.3115 | 120 | 1.005 | 0.043239 | 1.005 | 0.043231 | 1 | 8.6602e-15 | 5.5e-15 | 1.3943e-14 | 1.2869e-14 | 1.8217e-13 | 1.8344e-13 | 3.8527e-14 | 2.5971e-13 | 4.3285e-13 | 33.6367 | 1.2959e-07 | 3.2305e-12 | 0.499 | 1 | 1.0007e-08 | 2.004e-06 | 498999.4985 | 0.499 | 999992.623050447-2716.04402277511i | -0.15562 | 1.00499049987965+0.000172161982950974i | 0.0098152 | 179.8346
Boltzmann Constant | k | 1.38e-23 | J/K | 3 | 1.1324 | 999995.9927 | 120 | 1.005 | 0.043239 | 1.005 | 0.043231 | 1 | 8.6602e-15 | 5.5e-15 | 1.3943e-14 | 1.2869e-14 | 1.8217e-13 | 1.8344e-13 | 3.9334e-14 | 2.9904e-13 | 4.984e-13 | 33.0242 | 1.4922e-07 | 3.3543e-12 | 0.499 | 1 | 1.0007e-08 | 2.004e-06 | 498999.4985 | 0.499 | 999991.985498091-2830.97821902671i | -0.1622 | 1.00499049995567+0.000179447435508307i | 0.010231 | 179.8276
Minimum Frequency | fMin | 1 | Hz | 4 | 1.1803 | 999995.6464 | 120 | 1.005 | 0.043239 | 1.005 | 0.043231 | 1 | 8.6602e-15 | 5.5e-15 | 1.3943e-14 | 1.2869e-14 | 1.8217e-13 | 1.8344e-13 | 4.0157e-14 | 3.392e-13 | 5.6533e-13 | 32.477 | 1.6926e-07 | 3.4839e-12 | 0.499 | 1 | 1.0008e-08 | 2.004e-06 | 498999.4985 | 0.499 | 999991.292845797-2950.77589604486i | -0.16907 | 1.00499050003827+0.000187041189689781i | 0.010663 | 179.8203
Maximum Frequency | fMAX | 1000000000 | Hz | 5 | 1.2303 | 999995.2702 | 120 | 1.005 | 0.043239 | 1.005 | 0.043231 | 1 | 8.6602e-15 | 5.5e-15 | 1.3943e-14 | 1.2869e-14 | 1.8217e-13 | 1.8344e-13 | 4.0998e-14 | 3.802e-13 | 6.3366e-13 | 31.9814 | 1.8972e-07 | 3.6194e-12 | 0.499 | 1 | 1.0009e-08 | 2.004e-06 | 498999.4985 | 0.499 | 999990.540331683-3075.64283219467i | -0.17622 | 1.004990500128+0.000194956292027598i | 0.011115 | 179.8127
Number of Points | N | 500 | points | 6 | 1.2823 | 999994.8614 | 120 | 1.005 | 0.043239 | 1.005 | 0.043231 | 1 | 8.6602e-15 | 5.5e-15 | 1.3943e-14 | 1.2869e-14 | 1.8217e-13 | 1.8344e-13 | 4.1856e-14 | 4.2205e-13 | 7.0342e-13 | 31.5279 | 2.106e-07 | 3.7611e-12 | 0.499 | 1 | 1.0009e-08 | 2.004e-06 | 498999.4985 | 0.499 | 999989.722782352-3205.79350966381i | -0.18368 | 1.00499050022549+0.000203206341149669i | 0.011585 | 179.8047
User Inputs |  |  |  | 7 | 1.3366 | 999994.4173 | 120 | 1.005 | 0.043239 | 1.005 | 0.043231 | 1 | 8.6602e-15 | 5.5e-15 | 1.3943e-14 | 1.2869e-14 | 1.8217e-13 | 1.8344e-13 | 4.2733e-14 | 4.6479e-13 | 7.7464e-13 | 31.109 | 2.3193e-07 | 3.9092e-12 | 0.499 | 1 | 1.001e-08 | 2.004e-06 | 498999.4985 | 0.499 | 999988.834577325-3341.45148223139i | -0.19145 | 1.0049905003314+0.000211805511142876i | 0.012075 | 179.7965
Minimum Incident Power | PMIN | 1e-09 | W | 8 | 1.3932 | 999993.9348 | 119.9999 | 1.005 | 0.043239 | 1.005 | 0.043231 | 1 | 8.6602e-15 | 5.5e-15 | 1.3943e-14 | 1.2869e-14 | 1.8217e-13 | 1.8344e-13 | 4.3628e-14 | 5.0841e-13 | 8.4735e-13 | 30.7193 | 2.537e-07 | 4.064e-12 | 0.499 | 1 | 1.0011e-08 | 2.004e-06 | 498999.4985 | 0.499 | 999987.869610413-3482.84975852632i | -0.19955 | 1.00499050044647+0.000220768575905024i | 0.012586 | 179.7879
Maximum Incident Power | PMAX | 1e-06 | W | 9 | 1.4521 | 999993.4106 | 119.9999 | 1.005 | 0.043239 | 1.005 | 0.043231 | 1 | 8.6602e-15 | 5.5e-15 | 1.3943e-14 | 1.2869e-14 | 1.8217e-13 | 1.8344e-13 | 4.4541e-14 | 5.5295e-13 | 9.2159e-13 | 30.3546 | 2.7592e-07 | 4.2258e-12 | 0.499 | 1 | 1.0012e-08 | 2.004e-06 | 498999.4985 | 0.499 | 999986.821247745-3630.23120142122i | -0.208 | 1.00499050057148+0.000230110934527291i | 0.013119 | 179.7789
Environmental Temperature | TROOM | 300 | K | 10 | 1.5136 | 999992.8411 | 119.9999 | 1.005 | 0.043239 | 1.005 | 0.043231 | 1 | 8.6602e-15 | 5.5e-15 | 1.3943e-14 | 1.2869e-14 | 1.8217e-13 | 1.8344e-13 | 4.5474e-14 | 5.9843e-13 | 9.9738e-13 | 30.0114 | 2.9862e-07 | 4.3948e-12 | 0.499 | 1 | 1.0013e-08 | 2.004e-06 | 498999.4985 | 0.499 | 999985.68228217-3783.84894423334i | -0.2168 | 1.0049905007073+0.00023984863775081i | 0.013674 | 179.7695
Detector Temperature | TDET | 300 | K | 11 | 1.5776 | 999992.2224 | 119.9999 | 1.005 | 0.043239 | 1.005 | 0.043231 | 1 | 8.6602e-15 | 5.5e-15 | 1.3943e-14 | 1.2869e-14 | 1.8217e-13 | 1.8344e-13 | 4.6426e-14 | 6.4485e-13 | 1.0748e-12 | 29.6869 | 3.2178e-07 | 4.5713e-12 | 0.499 | 1 | 1.0014e-08 | 2.004e-06 | 498999.4985 | 0.499 | 999984.444883726-3943.96682443153i | -0.22597 | 1.00499050085485+0.000249998415542815i | 0.014253 | 179.7598
Bias Voltage at VIN+ | VBIAS | 0 | V | 12 | 1.6444 | 999991.5502 | 119.9999 | 1.005 | 0.043239 | 1.005 | 0.043231 | 1 | 8.6602e-15 | 5.5e-15 | 1.3943e-14 | 1.2869e-14 | 1.8217e-13 | 1.8344e-13 | 4.7398e-14 | 6.9225e-13 | 1.1538e-12 | 29.3789 | 3.4543e-07 | 4.7557e-12 | 0.499 | 1 | 1.0015e-08 | 2.004e-06 | 498999.4985 | 0.499 | 999983.100545821-4110.85983557585i | -0.23554 | 1.00499050101516+0.000260577705839746i | 0.014856 | 179.7496
Diode Orientation | CATHODE → IN- |  |  | 13 | 1.714 | 999990.82 | 119.9999 | 1.005 | 0.043239 | 1.005 | 0.043231 | 1 | 8.6602e-15 | 5.5e-15 | 1.3943e-14 | 1.2869e-14 | 1.8217e-13 | 1.8344e-13 | 4.8391e-14 | 7.4064e-13 | 1.2344e-12 | 29.0854 | 3.6958e-07 | 4.9482e-12 | 0.499 | 1 | 1.0016e-08 | 2.004e-06 | 498999.4985 | 0.499 | 999981.64002677-4284.81459824535i | -0.2455 | 1.00499050118932+0.000271604684506685i | 0.015485 | 179.739
Photodiode Input |  |  |  | 14 | 1.7865 | 999990.0266 | 119.9999 | 1.005 | 0.043239 | 1.005 | 0.043231 | 1 | 8.6602e-15 | 5.5e-15 | 1.3943e-14 | 1.2869e-14 | 1.8217e-13 | 1.8344e-13 | 4.9404e-14 | 7.9005e-13 | 1.3167e-12 | 28.805 | 3.9423e-07 | 5.1492e-12 | 0.499 | 1 | 1.0017e-08 | 2.004e-06 | 498999.4985 | 0.499 | 999980.053286285-4466.1298507396i | -0.25589 | 1.00499050137853+0.000283098296564598i | 0.01614 | 179.728
Configuration Mode | PV: Photovoltaic |  |  | 15 | 1.8621 | 999989.1646 | 119.9999 | 1.005 | 0.04324 | 1.005 | 0.043231 | 1 | 8.6602e-15 | 5.5e-15 | 1.3943e-14 | 1.2869e-14 | 1.8217e-13 | 1.8344e-13 | 5.0439e-14 | 8.4049e-13 | 1.4008e-12 | 28.5362 | 4.194e-07 | 5.3591e-12 | 0.499 | 1 | 1.0018e-08 | 2.004e-06 | 498999.4985 | 0.499 | 999978.329416471-4655.11696037009i | -0.26672 | 1.0049905015841+0.000295078288739035i | 0.016823 | 179.7165
Reverse Bias Voltage | VR | 0 | V | 16 | 1.9409 | 999988.2282 | 119.9999 | 1.005 | 0.04324 | 1.005 | 0.043231 | 1 | 8.6602e-15 | 5.5e-15 | 1.3943e-14 | 1.2869e-14 | 1.8217e-13 | 1.8344e-13 | 5.1495e-14 | 8.9198e-13 | 1.4866e-12 | 28.278 | 4.451e-07 | 5.5781e-12 | 0.49901 | 1 | 1.002e-08 | 2.004e-06 | 498999.4985 | 0.499 | 999976.45656687-4852.10045618977i | -0.27801 | 1.00499050180743+0.000307565243386208i | 0.017535 | 179.7045
Responsivity | Rλ | 0.6 | A/W | 17 | 2.023 | 999987.2108 | 119.9999 | 1.005 | 0.04324 | 1.005 | 0.043231 | 1 | 8.6602e-15 | 5.5e-15 | 1.3943e-14 | 1.2869e-14 | 1.8217e-13 | 1.8344e-13 | 5.2573e-14 | 9.4455e-13 | 1.5743e-12 | 28.0292 | 4.7133e-07 | 5.8067e-12 | 0.49901 | 1 | 1.0022e-08 | 2.004e-06 | 498999.4985 | 0.499 | 999974.421863025-5057.41858404154i | -0.28977 | 1.00499050205006+0.000320580613854728i | 0.018277 | 179.6919
Shunt Resistance | RSH | 100000000 | Ω | 18 | 2.1086 | 999986.1056 | 119.9999 | 1.005 | 0.04324 | 1.005 | 0.043231 | 1 | 8.6602e-15 | 5.5e-15 | 1.3943e-14 | 1.2869e-14 | 1.8217e-13 | 1.8344e-13 | 5.3674e-14 | 9.9823e-13 | 1.6637e-12 | 27.7892 | 4.9812e-07 | 6.0453e-12 | 0.49901 | 1 | 1.0023e-08 | 2.004e-06 | 498999.4985 | 0.499 | 999972.211318015-5271.42388484051i | -0.30204 | 1.00499050231367+0.000334146761343774i | 0.01905 | 179.6789
Junction Capacitance | CJ | 5e-11 | F | 19 | 2.1979 | 999984.9048 | 119.9999 | 1.005 | 0.04324 | 1.005 | 0.043231 | 1 | 8.6602e-15 | 5.5e-15 | 1.3943e-14 | 1.2869e-14 | 1.8217e-13 | 1.8344e-13 | 5.4798e-14 | 1.053e-12 | 1.755e-12 | 27.5571 | 5.2546e-07 | 6.2942e-12 | 0.49901 | 1 | 1.0025e-08 | 2.004e-06 | 498999.4985 | 0.499 | 999969.809736352-5494.48379703951i | -0.31482 | 1.00499050260005+0.000348286993320981i | 0.019856 | 179.6653
Dark Current | ID | 0 | A | 20 | 2.2909 | 999983.6002 | 119.9999 | 1.005 | 0.04324 | 1.005 | 0.043231 | 1 | 8.6602e-15 | 5.5e-15 | 1.3943e-14 | 1.2869e-14 | 1.8217e-13 | 1.8344e-13 | 5.5945e-14 | 1.109e-12 | 1.8483e-12 | 27.3323 | 5.5338e-07 | 6.554e-12 | 0.49901 | 1 | 1.0027e-08 | 2.004e-06 | 498999.4985 | 0.499 | 999967.20060957-5726.98128426301i | -0.32814 | 1.00499050291119+0.000363025603566095i | 0.020697 | 179.6512
APD Gain | AAPD | 1 | - | 21 | 2.3878 | 999982.1828 | 119.9998 | 1.005 | 0.04324 | 1.005 | 0.043231 | 1 | 8.6602e-15 | 5.5e-15 | 1.3943e-14 | 1.2869e-14 | 1.8217e-13 | 1.8344e-13 | 5.7117e-14 | 1.1661e-12 | 1.9435e-12 | 27.1142 | 5.8188e-07 | 6.825e-12 | 0.49901 | 1 | 1.003e-08 | 2.004e-06 | 498999.4985 | 0.499 | 999964.36600281-5969.31548913158i | -0.34202 | 1.00499050324922+0.00037838791390917i | 0.021572 | 179.6364
Operational Amplifier |  |  |  | 22 | 2.4889 | 999980.643 | 119.9998 | 1.005 | 0.04324 | 1.005 | 0.043231 | 1 | 8.6602e-15 | 5.5e-15 | 1.3943e-14 | 1.2869e-14 | 1.8217e-13 | 1.8344e-13 | 5.8313e-14 | 1.2244e-12 | 2.0407e-12 | 26.9023 | 6.1098e-07 | 7.1078e-12 | 0.49901 | 1 | 1.0032e-08 | 2.004e-06 | 498999.4985 | 0.499 | 999961.286431606-6221.90241433594i | -0.3565 | 1.00499050361646+0.000394400317735002i | 0.022485 | 179.621
Gain Bandwidth Product | GBP | 400000000 | Hz | 23 | 2.5942 | 999978.9701 | 119.9998 | 1.005 | 0.04324 | 1.005 | 0.043231 | 1 | 8.6602e-15 | 5.5e-15 | 1.3943e-14 | 1.2869e-14 | 1.8217e-13 | 1.8344e-13 | 5.9534e-14 | 1.2839e-12 | 2.1399e-12 | 26.6961 | 6.4068e-07 | 7.4027e-12 | 0.49901 | 1 | 1.0035e-08 | 2.004e-06 | 498999.4985 | 0.499 | 999957.940728039-6485.17563205877i | -0.37158 | 1.00499050401544+0.000411090325328582i | 0.023437 | 179.605
GBP Variance |  | 0 | % | 24 | 2.704 | 999977.1527 | 119.9998 | 1.005 | 0.04324 | 1.005 | 0.043231 | 1 | 8.6602e-15 | 5.5e-15 | 1.3943e-14 | 1.2869e-14 | 1.8217e-13 | 1.8344e-13 | 6.078e-14 | 1.3447e-12 | 2.2412e-12 | 26.4952 | 6.7101e-07 | 7.7104e-12 | 0.49901 | 1 | 1.0038e-08 | 2.004e-06 | 498999.4984 | 0.499 | 999954.305895329-6759.58702288082i | -0.38731 | 1.0049905044489+0.000428486611139432i | 0.024429 | 179.5883
Open Loop Gain | AVO | 120 | dB | 25 | 2.8184 | 999975.1782 | 119.9998 | 1.005 | 0.04324 | 1.005 | 0.043231 | 1 | 8.6602e-15 | 5.5e-15 | 1.3943e-14 | 1.2869e-14 | 1.8217e-13 | 1.8344e-13 | 6.2053e-14 | 1.4068e-12 | 2.3446e-12 | 26.2993 | 7.0198e-07 | 8.0313e-12 | 0.49901 | 1 | 1.0041e-08 | 2.004e-06 | 498999.4984 | 0.499 | 999950.356949884-7045.60754534838i | -0.4037 | 1.00499050491983+0.000446619063046059i | 0.025462 | 179.5708
Input Bias Current | IB | 2e-14 | A | 26 | 2.9376 | 999973.033 | 119.9998 | 1.005 | 0.04324 | 1.005 | 0.043231 | 1 | 8.6602e-15 | 5.5e-15 | 1.3943e-14 | 1.2869e-14 | 1.8217e-13 | 1.8344e-13 | 6.3352e-14 | 1.4701e-12 | 2.4502e-12 | 26.108 | 7.3359e-07 | 8.366e-12 | 0.49901 | 1 | 1.0044e-08 | 2.004e-06 | 498999.4984 | 0.499 | 999946.066749717-7343.72803741902i | -0.42078 | 1.00499050543145+0.000465518833705146i | 0.02654 | 179.5527
Broadband Voltage Noise Density | en | 4.3e-09 |  | 27 | 3.062 | 999970.7025 | 119.9997 | 1.005 | 0.04324 | 1.005 | 0.043231 | 1 | 8.6602e-15 | 5.5e-15 | 1.3943e-14 | 1.2869e-14 | 1.8217e-13 | 1.8344e-13 | 6.4679e-14 | 1.5348e-12 | 2.558e-12 | 25.921 | 7.6586e-07 | 8.7151e-12 | 0.49901 | 1 | 1.0048e-08 | 2.004e-06 | 498999.4984 | 0.499 | 999941.405808048-7654.46005104373i | -0.43859 | 1.00499050598729+0.000485218394073713i | 0.027663 | 179.5338
Current Noise Density | in | 5.5e-15 |  | 28 | 3.1915 | 999968.1705 | 119.9997 | 1.005 | 0.04324 | 1.005 | 0.043232 | 1 | 8.6602e-15 | 5.5e-15 | 1.3943e-14 | 1.2869e-14 | 1.8217e-13 | 1.8344e-13 | 6.6033e-14 | 1.6008e-12 | 2.6681e-12 | 25.7381 | 7.9881e-07 | 9.0791e-12 | 0.49902 | 1 | 1.0052e-08 | 2.004e-06 | 498999.4984 | 0.499 | 999936.342090834-7978.3367211847i | -0.45714 | 1.00499050659117+0.000505751589196195i | 0.028834 | 179.514
Input Resistance | RA | 1000000000000 | Ω | 29 | 3.3266 | 999965.4198 | 119.9997 | 1.005 | 0.04324 | 1.005 | 0.043232 | 1 | 8.6602e-15 | 5.5e-15 | 1.3943e-14 | 1.2869e-14 | 1.8217e-13 | 1.8344e-13 | 6.7416e-14 | 1.6682e-12 | 2.7804e-12 | 25.5589 | 8.3246e-07 | 9.4587e-12 | 0.49902 | 1 | 1.0057e-08 | 2.004e-06 | 498999.4984 | 0.499 | 999930.840796827-8315.91367060927i | -0.47649 | 1.00499050724725+0.000527153696352293i | 0.030054 | 179.4935
Common Mode Capacitance | CCM | 4.5e-13 | F | 30 | 3.4674 | 999962.4314 | 119.9997 | 1.005 | 0.04324 | 1.005 | 0.043232 | 1 | 8.6602e-15 | 5.5e-15 | 1.3943e-14 | 1.2869e-14 | 1.8217e-13 | 1.8344e-13 | 6.8828e-14 | 1.7371e-12 | 2.8951e-12 | 25.3833 | 8.668e-07 | 9.8546e-12 | 0.49902 | 1 | 1.0061e-08 | 2.004e-06 | 498999.4984 | 0.499 | 999924.864118661-8667.769951842i | -0.49665 | 1.00499050796002+0.000549461485665477i | 0.031325 | 179.472
Differential Mode Capacitance | CDIFF | 1e-13 | F | 31 | 3.6141 | 999959.1847 | 119.9996 | 1.005 | 0.043241 | 1.005 | 0.043232 | 1 | 8.6602e-15 | 5.5e-15 | 1.3943e-14 | 1.2869e-14 | 1.8217e-13 | 1.8344e-13 | 7.0269e-14 | 1.8073e-12 | 3.0122e-12 | 25.2111 | 9.0186e-07 | 1.0267e-11 | 0.49902 | 1 | 1.0067e-08 | 2.004e-06 | 498999.4984 | 0.499 | 999918.370983332-9034.5090276978i | -0.51767 | 1.00499050873439+0.000572713283276304i | 0.032651 | 179.4497
Single/Bipolar Supply | Bipolar Supply |  |  | 32 | 3.767 | 999955.6574 | 119.9996 | 1.005 | 0.043241 | 1.005 | 0.043232 | 1 | 8.6602e-15 | 5.5e-15 | 1.3943e-14 | 1.2869e-14 | 1.8217e-13 | 1.8344e-13 | 7.174e-14 | 1.8791e-12 | 3.1318e-12 | 25.0421 | 9.3766e-07 | 1.0698e-11 | 0.49902 | 1 | 1.0072e-08 | 2.004e-06 | 498999.4984 | 0.499 | 999911.316770307-9416.75979185943i | -0.53957 | 1.0049905095757+0.00059694903718905i | 0.034033 | 179.4264
Positive Supply Voltage | V+ | 2.5 | V | 33 | 3.9264 | 999951.8253 | 119.9996 | 1.005 | 0.043241 | 1.005 | 0.043232 | 1 | 8.6602e-15 | 5.5e-15 | 1.3943e-14 | 1.2869e-14 | 1.8217e-13 | 1.8344e-13 | 7.3242e-14 | 1.9523e-12 | 3.2539e-12 | 24.876 | 9.7421e-07 | 1.1147e-11 | 0.49902 | 1 | 1.0078e-08 | 2.004e-06 | 498999.4984 | 0.499 | 999903.653005328-9815.17763100253i | -0.5624 | 1.00499051048971+0.000622210385904822i | 0.035473 | 179.4021
Negative Supply Voltage | V- | -2.5 | V | 34 | 4.0926 | 999947.6621 | 119.9995 | 1.005 | 0.043241 | 1.005 | 0.043232 | 1 | 8.6602e-15 | 5.5e-15 | 1.3943e-14 | 1.2869e-14 | 1.8217e-13 | 1.8344e-13 | 7.4776e-14 | 2.0271e-12 | 3.3785e-12 | 24.7128 | 1.0115e-06 | 1.1615e-11 | 0.49903 | 1 | 1.0085e-08 | 2.004e-06 | 498999.4984 | 0.499 | 999895.327027826-10230.4455300091i | -0.5862 | 1.00499051148271+0.000648540729959016i | 0.036974 | 179.3768
Feedback |  |  |  | 35 | 4.2658 | 999943.1392 | 119.9995 | 1.005 | 0.043241 | 1.005 | 0.043232 | 1 | 8.6602e-15 | 5.5e-15 | 1.3943e-14 | 1.2869e-14 | 1.8217e-13 | 1.8344e-13 | 7.6342e-14 | 2.1034e-12 | 3.5057e-12 | 24.5522 | 1.0496e-06 | 1.2103e-11 | 0.49903 | 1 | 1.0092e-08 | 2.004e-06 | 498999.4984 | 0.499 | 999886.281629675-10663.2752218475i | -0.61101 | 1.00499051256154+0.000675985306486095i | 0.038539 | 179.3505
Feedback Resistor | RFB | 499000 | Ω | 36 | 4.4463 | 999938.2254 | 119.9995 | 1.005 | 0.043241 | 1.005 | 0.043233 | 1 | 8.6602e-15 | 5.5e-15 | 1.3943e-14 | 1.2869e-14 | 1.8217e-13 | 1.8344e-13 | 7.794e-14 | 2.1814e-12 | 3.6356e-12 | 24.3942 | 1.0885e-06 | 1.2611e-11 | 0.49903 | 1 | 1.01e-08 | 2.004e-06 | 498999.4983 | 0.499 | 999876.454662829-11114.4083837313i | -0.63686 | 1.0049905137336+0.000704591266939723i | 0.04017 | 179.323
Feedback Capacitor | CFB | 1.5e-12 | F | 37 | 4.6345 | 999932.8871 | 119.9994 | 1.005 | 0.043242 | 1.005 | 0.043233 | 1 | 8.6602e-15 | 5.5e-15 | 1.3943e-14 | 1.2869e-14 | 1.8217e-13 | 1.8344e-13 | 7.9572e-14 | 2.261e-12 | 3.7683e-12 | 24.2386 | 1.1282e-06 | 1.3142e-11 | 0.49903 | 1 | 1.0109e-08 | 2.004e-06 | 498999.4983 | 0.499 | 999865.778613166-11584.6178811999i | -0.66381 | 1.00499051500696+0.00073440775810183i | 0.04187 | 179.2943
Calculations |  |  |  | 38 | 4.8306 | 999927.0874 | 119.9994 | 1.005 | 0.043242 | 1.005 | 0.043233 | 1 | 8.6602e-15 | 5.5e-15 | 1.3943e-14 | 1.2869e-14 | 1.8217e-13 | 1.8344e-13 | 8.1239e-14 | 2.3422e-12 | 3.9037e-12 | 24.0853 | 1.1688e-06 | 1.3695e-11 | 0.49904 | 1 | 1.0118e-08 | 2.004e-06 | 498999.4983 | 0.499 | 999854.180137641-12074.7090617937i | -0.6919 | 1.00499051639037+0.000765486006519771i | 0.043641 | 179.2645
Parameter | Symbol | Value | Units | 39 | 5.035 | 999920.7866 | 119.9993 | 1.005 | 0.043242 | 1.005 | 0.043233 | 1 | 8.6602e-15 | 5.5e-15 | 1.3943e-14 | 1.2869e-14 | 1.8217e-13 | 1.8344e-13 | 8.294e-14 | 2.4251e-12 | 4.0419e-12 | 23.9342 | 1.2101e-06 | 1.4271e-11 | 0.49904 | 1 | 1.0128e-08 | 2.004e-06 | 498999.4983 | 0.499 | 999841.579561606-12585.5211000182i | -0.72117 | 1.00499051789335+0.000797879406516643i | 0.045488 | 179.2333
Frequency Response & Stability |  |  |  | 40 | 5.2481 | 999913.9415 | 119.9993 | 1.005 | 0.043242 | 1.005 | 0.043234 | 1 | 8.6602e-15 | 5.5e-15 | 1.3943e-14 | 1.2869e-14 | 1.8217e-13 | 1.8344e-13 | 8.4676e-14 | 2.5098e-12 | 4.183e-12 | 23.7851 | 1.2524e-06 | 1.4872e-11 | 0.49904 | 1 | 1.0139e-08 | 2.004e-06 | 498999.4983 | 0.499 | 999827.890332878-13117.9283953121i | -0.75169 | 1.00499051952622+0.000831643611925982i | 0.047413 | 179.2009
TIA Zero Frequency | fTIA | 212631.8545 | Hz | 41 | 5.4702 | 999906.5048 | 119.9992 | 1.005 | 0.043243 | 1.005 | 0.043234 | 1 | 8.6602e-15 | 5.5e-15 | 1.3943e-14 | 1.2869e-14 | 1.8217e-13 | 1.8344e-13 | 8.645e-14 | 2.5963e-12 | 4.3271e-12 | 23.638 | 1.2955e-06 | 1.5499e-11 | 0.49905 | 1 | 1.0151e-08 | 2.004e-06 | 498999.4983 | 0.499 | 999813.018428858-13672.8420247448i | -0.78349 | 1.00499052130021+0.000866836631708414i | 0.049419 | 179.1671
TIA Pole Frequency | fZ | 6158.2995 | Hz | 42 | 5.7016 | 999898.4257 | 119.9991 | 1.005 | 0.043243 | 1.005 | 0.043234 | 1 | 8.6602e-15 | 5.5e-15 | 1.3943e-14 | 1.2869e-14 | 1.8217e-13 | 1.8344e-13 | 8.826e-14 | 2.6845e-12 | 4.4742e-12 | 23.4928 | 1.3396e-06 | 1.6152e-11 | 0.49905 | 1 | 1.0164e-08 | 2.004e-06 | 498999.4982 | 0.499 | 999796.861712682-14251.2112521747i | -0.81664 | 1.00499052322752+0.000903518929614584i | 0.051511 | 179.1318
Amplifier Pole Frequency | fP | 400 | Hz | 43 | 5.9429 | 999889.6485 | 119.999 | 1.005 | 0.043243 | 1.005 | 0.043234 | 1 | 8.6602e-15 | 5.5e-15 | 1.3943e-14 | 1.2869e-14 | 1.8217e-13 | 1.8344e-13 | 9.0108e-14 | 2.7746e-12 | 4.6244e-12 | 23.3495 | 1.3845e-06 | 1.6833e-11 | 0.49905 | 1 | 1.0178e-08 | 2.004e-06 | 498999.4982 | 0.499 | 999779.309234045-14854.0250955972i | -0.8512 | 1.0049905253214+0.000941753528065541i | 0.053691 | 179.0951
Maximum Stable Freqeuncy | fMAX_STB | 1585501.9479 | Hz | 44 | 6.1944 | 999880.113 | 119.999 | 1.005 | 0.043244 | 1.005 | 0.043235 | 1 | 8.6602e-15 | 5.5e-15 | 1.3943e-14 | 1.2869e-14 | 1.8217e-13 | 1.8344e-13 | 9.1995e-14 | 2.8666e-12 | 4.7777e-12 | 23.2078 | 1.4304e-06 | 1.7543e-11 | 0.49906 | 1 | 1.0193e-08 | 2.004e-06 | 498999.4982 | 0.499 | 999760.240469985-15482.3139543937i | -0.88721 | 1.00499052759624+0.000981606116429078i | 0.055963 | 179.0568
Minimum Feedback Cap | CMAX_FB | 2.0117e-13 | pF | 45 | 6.4565 | 999869.7538 | 119.9989 | 1.005 | 0.043244 | 1.005 | 0.043235 | 1 | 8.6602e-15 | 5.5e-15 | 1.3943e-14 | 1.2869e-14 | 1.8217e-13 | 1.8344e-13 | 9.3921e-14 | 2.9605e-12 | 4.9342e-12 | 23.0678 | 1.4773e-06 | 1.8283e-11 | 0.49906 | 1 | 1.0209e-08 | 2.004e-06 | 498999.4982 | 0.499 | 999739.524500494-16137.151298171i | -0.92475 | 1.00499053006769+0.00102314516387806i | 0.058331 | 179.0169
Circuit Stable? |  | YES |  | 46 | 6.7298 | 999858.4995 | 119.9988 | 1.005 | 0.043244 | 1.005 | 0.043236 | 1 | 8.6602e-15 | 5.5e-15 | 1.3943e-14 | 1.2869e-14 | 1.8217e-13 | 1.8344e-13 | 9.5888e-14 | 3.0564e-12 | 5.0941e-12 | 22.9294 | 1.5252e-06 | 1.9054e-11 | 0.49907 | 1 | 1.0227e-08 | 2.004e-06 | 498999.4981 | 0.499 | 999717.019113409-16819.6554188366i | -0.96388 | 1.00499053275273+0.00106644203702458i | 0.060799 | 178.9753
DC gain | ADC | 0.043239 | dB | 47 | 7.0146 | 999846.2731 | 119.9987 | 1.005 | 0.043245 | 1.005 | 0.043236 | 1 | 8.6602e-15 | 5.5e-15 | 1.3943e-14 | 1.2869e-14 | 1.8217e-13 | 1.8344e-13 | 9.7895e-14 | 3.1543e-12 | 5.2572e-12 | 22.7924 | 1.574e-06 | 1.9858e-11 | 0.49908 | 1 | 1.0246e-08 | 2.004e-06 | 498999.4981 | 0.499 | 999692.569832572-17530.9912475034i | -1.0047 | 1.00499053566983+0.00111157112253219i | 0.063372 | 178.932
Amplifier |  |  |  | 48 | 7.3114 | 999832.9905 | 119.9985 | 1.005 | 0.043245 | 1.005 | 0.043237 | 1 | 8.6602e-15 | 5.5e-15 | 1.3943e-14 | 1.2869e-14 | 1.8217e-13 | 1.8344e-13 | 9.9945e-14 | 3.2543e-12 | 5.4238e-12 | 22.657 | 1.6239e-06 | 2.0697e-11 | 0.49908 | 1 | 1.0267e-08 | 2.004e-06 | 498999.4981 | 0.499 | 999666.008862726-18272.3722377354i | -1.0472 | 1.00499053883905+0.00115860995491661i | 0.066054 | 178.8868
Equivalent Input Resistance | RIN | 99990000.9999 | Ω | 49 | 7.6208 | 999818.5605 | 119.9984 | 1.005 | 0.043246 | 1.005 | 0.043237 | 1 | 8.6602e-15 | 5.5e-15 | 1.3943e-14 | 1.2869e-14 | 1.8217e-13 | 1.8344e-13 | 1.0204e-13 | 3.3563e-12 | 5.5939e-12 | 22.5229 | 1.6748e-06 | 2.157e-11 | 0.49909 | 1 | 1.029e-08 | 2.004e-06 | 498999.498 | 0.499 | 999637.153944098-19045.0623165585i | -1.0915 | 1.00499054228216+0.00120763934975478i | 0.068849 | 178.8397
Equivalent Input Capacitance | CIN | 5.055e-11 | F | 50 | 7.9433 | 999802.8841 | 119.9983 | 1.005 | 0.043246 | 1.005 | 0.043238 | 1 | 8.6602e-15 | 5.5e-15 | 1.3943e-14 | 1.2869e-14 | 1.8217e-13 | 1.8344e-13 | 1.0417e-13 | 3.4605e-12 | 5.7675e-12 | 22.3901 | 1.7268e-06 | 2.2481e-11 | 0.4991 | 1 | 1.0314e-08 | 2.004e-06 | 498999.498 | 0.499 | 999605.807109012-19850.377904526i | -1.1376 | 1.00499054602285+0.00125874354253085i | 0.071763 | 178.7906
Open Loop Gain, Decibels | AOL_DB | 120 | dB | 51 | 8.2794 | 999785.8537 | 119.9981 | 1.005 | 0.043247 | 1.005 | 0.043238 | 1 | 8.6602e-15 | 5.5e-15 | 1.3943e-14 | 1.2869e-14 | 1.8217e-13 | 1.8344e-13 | 1.0636e-13 | 3.5668e-12 | 5.9447e-12 | 22.2587 | 1.7799e-06 | 2.3431e-11 | 0.49911 | 1 | 1.0341e-08 | 2.004e-06 | 498999.4979 | 0.499 | 999571.753332247-20689.6900059908i | -1.1858 | 1.00499055008683+0.00131201033335794i | 0.074799 | 178.7394
Open Loop Gain, V/V | AOL_V | 1000000 | V/V | 52 | 8.6298 | 999767.3525 | 119.998 | 1.005 | 0.043248 | 1.005 | 0.043239 | 1 | 8.6602e-15 | 5.5e-15 | 1.3943e-14 | 1.2869e-14 | 1.8217e-13 | 1.8344e-13 | 1.0858e-13 | 3.6754e-12 | 6.1257e-12 | 22.1284 | 1.834e-06 | 2.4421e-11 | 0.49912 | 1 | 1.037e-08 | 2.004e-06 | 498999.4979 | 0.499 | 999534.759066183-21564.4263705386i | -1.2359 | 1.00499055450204+0.00136753123782391i | 0.077965 | 178.6861
GBP w/ Variance | GPB | 400000000 |  | 53 | 8.995 | 999747.2534 | 119.9978 | 1.005 | 0.043248 | 1.005 | 0.04324 | 1 | 8.6602e-15 | 5.5e-15 | 1.3943e-14 | 1.2869e-14 | 1.8217e-13 | 1.8344e-13 | 1.1086e-13 | 3.7863e-12 | 6.3105e-12 | 21.9994 | 1.8894e-06 | 2.5452e-11 | 0.49913 | 1 | 1.0401e-08 | 2.004e-06 | 498999.4978 | 0.499 | 999494.570651022-22476.0737263249i | -1.2882 | 1.00499055929884+0.00142540164422073i | 0.081264 | 178.6305
|  |  |  | 54 | 9.3756 | 999725.4186 | 119.9976 | 1.005 | 0.043249 | 1.005 | 0.04324 | 1 | 8.6602e-15 | 5.5e-15 | 1.3943e-14 | 1.2869e-14 | 1.8217e-13 | 1.8344e-13 | 1.1318e-13 | 3.8995e-12 | 6.4991e-12 | 21.8715 | 1.9458e-06 | 2.6528e-11 | 0.49914 | 1 | 1.0435e-08 | 2.004e-06 | 498999.4978 | 0.499 | 999450.912589604-23426.1800857853i | -1.3427 | 1.0049905645102+0.00148572097742736i | 0.084703 | 178.5726
Photocurrent and Output Voltage |  |  |  | 55 | 9.7724 | 999701.6983 | 119.9974 | 1.005 | 0.04325 | 1.005 | 0.043241 | 1 | 8.6602e-15 | 5.5e-15 | 1.3943e-14 | 1.2869e-14 | 1.8217e-13 | 1.8344e-13 | 1.1555e-13 | 4.015e-12 | 6.6917e-12 | 21.7446 | 2.0035e-06 | 2.7649e-11 | 0.49915 | 1 | 1.0472e-08 | 2.004e-06 | 498999.4977 | 0.499 | 999403.48567546-24416.357123876i | -1.3995 | 1.00499057017196+0.00154859286972758i | 0.088287 | 178.5122
Effective Reverse Bias Voltage | VR_EFF | 0 | V | 56 | 10.1859 | 999675.93 | 119.9972 | 1.005 | 0.043251 | 1.005 | 0.043242 | 1 | 8.6602e-15 | 5.5e-15 | 1.3943e-14 | 1.2869e-14 | 1.8217e-13 | 1.8344e-13 | 1.1797e-13 | 4.133e-12 | 6.8883e-12 | 21.6189 | 2.0624e-06 | 2.8817e-11 | 0.49916 | 1 | 1.0511e-08 | 2.004e-06 | 498999.4976 | 0.499 | 999351.964961843-25448.2826286273i | -1.4587 | 1.00499057632304+0.0016141253388566i | 0.092023 | 178.4493
Maximum Incident Power | PSAT | 8.35e-06 | W | 57 | 10.617 | 999647.9368 | 119.9969 | 1.005 | 0.043252 | 1.005 | 0.043243 | 1 | 8.6602e-15 | 5.5e-15 | 1.3943e-14 | 1.2869e-14 | 1.8217e-13 | 1.8344e-13 | 1.2044e-13 | 4.2534e-12 | 7.089e-12 | 21.4941 | 2.1225e-06 | 3.0035e-11 | 0.49918 | 1 | 1.0554e-08 | 2.004e-06 | 498999.4976 | 0.499 | 999295.997558491-26523.7030233579i | -1.5204 | 1.00499058300573+0.00168243097358192i | 0.095917 | 178.3837
Photocurrent, PSAT | ISAT | 5.01e-06 | A | 58 | 11.0662 | 999617.527 | 119.9967 | 1.005 | 0.043253 | 1.005 | 0.043244 | 1 | 8.6602e-15 | 5.5e-15 | 1.3943e-14 | 1.2869e-14 | 1.8217e-13 | 1.8344e-13 | 1.2296e-13 | 4.3764e-12 | 7.294e-12 | 21.3704 | 2.1838e-06 | 3.1305e-11 | 0.49919 | 1 | 1.0601e-08 | 2.004e-06 | 498999.4975 | 0.499 | 999235.200241818-27644.4359593821i | -1.5847 | 1.00499059026598+0.00175362712713773i | 0.099976 | 178.3153
Photocurrent, PMIN | IPD_MIN | 6e-10 | A | 59 | 11.5345 | 999584.4921 | 119.9964 | 1.005 | 0.043254 | 1.005 | 0.043246 | 1 | 8.6602e-15 | 5.5e-15 | 1.3943e-14 | 1.2869e-14 | 1.8217e-13 | 1.8344e-13 | 1.2553e-13 | 4.5019e-12 | 7.5032e-12 | 21.2475 | 2.2465e-06 | 3.2628e-11 | 0.49921 | 1 | 1.0651e-08 | 2.004e-06 | 498999.4974 | 0.499 | 999169.15686309-28812.3729774521i | -1.6517 | 1.0049905981537+0.00182783611884468i | 0.10421 | 178.2441
Photocurrent, PMAX | IPD_MAX | 6e-07 | A | 60 | 12.0226 | 999548.6059 | 119.9961 | 1.005 | 0.043256 | 1.005 | 0.043247 | 1 | 8.6602e-15 | 5.5e-15 | 1.3943e-14 | 1.2869e-14 | 1.8217e-13 | 1.8344e-13 | 1.2816e-13 | 4.6301e-12 | 7.7168e-12 | 21.1256 | 2.3104e-06 | 3.4008e-11 | 0.49922 | 1 | 1.0705e-08 | 2.004e-06 | 498999.4973 | 0.499 | 999097.415537957-30029.4822354865i | -1.7216 | 1.00499060672312+0.0019051854442619i | 0.10862 | 178.1698
Dynamic Range, Photocurrent | IRANGE | 5.994e-07 | A | 61 | 12.5314 | 999509.6226 | 119.9957 | 1.005 | 0.043257 | 1.005 | 0.043248 | 1 | 8.6602e-15 | 5.5e-15 | 1.3943e-14 | 1.2869e-14 | 1.8217e-13 | 1.8344e-13 | 1.3085e-13 | 4.7609e-12 | 7.9349e-12 | 21.0046 | 2.3757e-06 | 3.5446e-11 | 0.49924 | 1 | 1.0764e-08 | 2.004e-06 | 498999.4972 | 0.499 | 999019.485599381-31297.8112993344i | -1.7944 | 1.00499061603316+0.00198580799423191i | 0.11321 | 178.0924
Dark Voltage | VDARK | 0 | V | 62 | 13.0617 | 999467.2752 | 119.9954 | 1.005 | 0.043259 | 1.005 | 0.04325 | 1 | 8.6602e-15 | 5.5e-15 | 1.3943e-14 | 1.2869e-14 | 1.8217e-13 | 1.8344e-13 | 1.3359e-13 | 4.8945e-12 | 8.1575e-12 | 20.8844 | 2.4424e-06 | 3.6945e-11 | 0.49927 | 1 | 1.0827e-08 | 2.004e-06 | 498999.4971 | 0.499 | 998934.834294655-32619.4899924121i | -1.8703 | 1.00499062614782+0.00206984228319515i | 0.118 | 178.0117
Voltage Output, Dark | VOUT_DARK | 0 | V | 63 | 13.6144 | 999421.2741 | 119.995 | 1.005 | 0.04326 | 1.005 | 0.043252 | 1 | 8.6603e-15 | 5.5e-15 | 1.3943e-14 | 1.2869e-14 | 1.8217e-13 | 1.8344e-13 | 1.3638e-13 | 5.0309e-12 | 8.3848e-12 | 20.7651 | 2.5104e-06 | 3.8507e-11 | 0.49929 | 1 | 1.0896e-08 | 2.004e-06 | 498999.497 | 0.499 | 998842.883205722-33996.7332989848i | -1.9494 | 1.00499063713665+0.00215743268716594i | 0.123 | 177.9276
Voltage Output, PMIN | VMIN | -0.0002994 | V | 64 | 14.1906 | 999371.3046 | 119.9945 | 1.005 | 0.043262 | 1.005 | 0.043253 | 1 | 8.6603e-15 | 5.5e-15 | 1.3943e-14 | 1.2869e-14 | 1.8217e-13 | 1.8344e-13 | 1.3924e-13 | 5.1701e-12 | 8.6169e-12 | 20.6465 | 2.5799e-06 | 4.0135e-11 | 0.49931 | 1 | 1.097e-08 | 2.004e-06 | 498999.4968 | 0.499 | 998743.004370449-35431.8443146562i | -2.0318 | 1.0049906490752+0.00224872969177914i | 0.1282 | 177.84
Voltage Output, PMAX | VMAX | -0.2994 | V | 65 | 14.7911 | 999317.0248 | 119.9941 | 1.005 | 0.043264 | 1.005 | 0.043255 | 1 | 8.6603e-15 | 5.5e-15 | 1.3943e-14 | 1.2869e-14 | 1.8217e-13 | 1.8344e-13 | 1.4216e-13 | 5.3123e-12 | 8.8538e-12 | 20.5287 | 2.6508e-06 | 4.1833e-11 | 0.49934 | 1 | 1.1049e-08 | 2.004e-06 | 498999.4967 | 0.499 | 998634.516080854-36927.2172362373i | -2.1177 | 1.00499066204554+0.00234389015083338i | 0.13363 | 177.7487
Dynamic Range, Volts | VRANGE | 0.2991 | V | 66 | 15.417 | 999258.0639 | 119.9936 | 1.005 | 0.043266 | 1.005 | 0.043258 | 1 | 8.6603e-15 | 5.5e-15 | 1.3943e-14 | 1.2869e-14 | 1.8217e-13 | 1.8344e-13 | 1.4513e-13 | 5.4574e-12 | 9.0957e-12 | 20.4116 | 2.7232e-06 | 4.3602e-11 | 0.49937 | 1 | 1.1135e-08 | 2.004e-06 | 498999.4965 | 0.499 | 998516.678332545-38485.3403815744i | -2.2072 | 1.00499067613685+0.00244307755577524i | 0.13928 | 177.6535
Orientation & Config Valid? |  |  |  | 67 | 16.0694 | 999194.0191 | 119.993 | 1.005 | 0.043269 | 1.005 | 0.04326 | 1 | 8.6603e-15 | 5.5e-15 | 1.3943e-14 | 1.2869e-14 | 1.8217e-13 | 1.8344e-13 | 1.4817e-13 | 5.6056e-12 | 9.3426e-12 | 20.2953 | 2.7972e-06 | 4.5446e-11 | 0.4994 | 1 | 1.1228e-08 | 2.004e-06 | 498999.4964 | 0.499 | 998388.687897789-40108.7992281088i | -2.3005 | 1.00499069144602+0.00254646231658715i | 0.14518 | 177.5543
|  |  |  | 68 | 16.7494 | 999124.4532 | 119.9924 | 1.005 | 0.043271 | 1.005 | 0.043262 | 1 | 8.6603e-15 | 5.5e-15 | 1.3943e-14 | 1.2869e-14 | 1.8217e-13 | 1.8344e-13 | 1.5127e-13 | 5.7569e-12 | 9.5948e-12 | 20.1797 | 2.8727e-06 | 4.7368e-11 | 0.49944 | 1 | 1.1328e-08 | 2.004e-06 | 498999.4962 | 0.499 | 998249.672992695-41800.2794568708i | -2.3978 | 1.00499070807828+0.00265422205456188i | 0.15132 | 177.4509
Voltage Noise, RTO |  |  |  | 69 | 17.4582 | 999048.8914 | 119.9917 | 1.005 | 0.043274 | 1.005 | 0.043265 | 1 | 8.6603e-15 | 5.5e-15 | 1.3943e-14 | 1.2869e-14 | 1.8217e-13 | 1.8344e-13 | 1.5444e-13 | 5.9113e-12 | 9.8522e-12 | 20.0647 | 2.9497e-06 | 4.9372e-11 | 0.49947 | 1 | 1.1435e-08 | 2.004e-06 | 498999.496 | 0.499 | 998098.687506996-43562.5699862648i | -2.4991 | 1.004990726148+0.00276654190746633i | 0.15772 | 177.3432
TIA Voltage Noise, RMS, RTO | VTIA_RMS | 0.00060455 | V | 70 | 18.197 | 998966.8186 | 119.991 | 1.005 | 0.043277 | 1.005 | 0.043268 | 1 | 8.6603e-15 | 5.5e-15 | 1.3943e-14 | 1.2869e-14 | 1.8217e-13 | 1.8344e-13 | 1.5767e-13 | 6.069e-12 | 1.0115e-11 | 19.9504 | 3.0284e-06 | 5.1461e-11 | 0.49952 | 1 | 1.1551e-08 | 2.004e-06 | 498999.4958 | 0.499 | 997934.704762784-45398.5659773385i | -2.6047 | 1.00499074577941+0.00288361484761909i | 0.1644 | 177.2309
TIA Voltage Noise, Pk-Pk, RTO | VTIA_PkPk | 0.00399 | V | 71 | 18.9671 | 998877.6756 | 119.9902 | 1.005 | 0.04328 | 1.005 | 0.043272 | 1 | 8.6603e-15 | 5.5e-15 | 1.3943e-14 | 1.2869e-14 | 1.8217e-13 | 1.8344e-13 | 1.6098e-13 | 6.23e-12 | 1.0383e-11 | 19.8367 | 3.1087e-06 | 5.3637e-11 | 0.49956 | 1 | 1.1675e-08 | 2.004e-06 | 498999.4955 | 0.499 | 997756.610766434-47311.2717892065i | -2.7148 | 1.00499076710748+0.00300564201342821i | 0.17135 | 177.1138
Detector Noise |  |  |  | 72 | 19.7697 | 998780.8553 | 119.9894 | 1.005 | 0.043284 | 1.005 | 0.043275 | 1 | 8.6603e-15 | 5.5e-15 | 1.3943e-14 | 1.2869e-14 | 1.8217e-13 | 1.8344e-13 | 1.6435e-13 | 6.3943e-12 | 1.0657e-11 | 19.7236 | 3.1908e-06 | 5.5906e-11 | 0.49961 | 1 | 1.1809e-08 | 2.004e-06 | 498999.4953 | 0.499 | 997563.196915675-49303.8038598804i | -2.8295 | 1.00499079027883+0.00313283305495862i | 0.17861 | 176.9919
Noise Bandwidth Target | ENBW | 333832.0116 | Hz | 73 | 20.6063 | 998675.6992 | 119.9885 | 1.005 | 0.043288 | 1.005 | 0.043279 | 1 | 8.6603e-15 | 5.5e-15 | 1.3943e-14 | 1.2869e-14 | 1.8217e-13 | 1.8344e-13 | 1.6779e-13 | 6.5621e-12 | 1.0937e-11 | 19.6111 | 3.2745e-06 | 5.8272e-11 | 0.49966 | 1 | 1.1952e-08 | 2.004e-06 | 498999.495 | 0.499 | 997353.152121535-51379.393483894i | -2.949 | 1.00499081545279+0.00326540649412322i | 0.18616 | 176.8648
1Hz Noise BW Target |  | 1 | Hz | 74 | 21.4783 | 998561.4925 | 119.9875 | 1.005 | 0.043292 | 1.005 | 0.043283 | 1 | 8.6603e-15 | 5.5e-15 | 1.3943e-14 | 1.2869e-14 | 1.8217e-13 | 1.8344e-13 | 1.713e-13 | 6.7334e-12 | 1.1222e-11 | 19.4992 | 3.36e-06 | 6.0737e-11 | 0.49972 | 1 | 1.2106e-08 | 2.004e-06 | 498999.4947 | 0.499 | 997125.054302598-53541.3894537546i | -3.0736 | 1.00499084280242+0.00340359010011608i | 0.19404 | 176.7324
Noise BW Target Row # Match |  | 310 |  | 75 | 22.3872 | 998437.4598 | 119.9864 | 1.005 | 0.043296 | 1.005 | 0.043288 | 1 | 8.6603e-15 | 5.5e-15 | 1.3943e-14 | 1.2869e-14 | 1.8217e-13 | 1.8344e-13 | 1.7489e-13 | 6.9083e-12 | 1.1514e-11 | 19.3878 | 3.4472e-06 | 6.3306e-11 | 0.49978 | 1 | 1.2271e-08 | 2.004e-06 | 498999.4944 | 0.499 | 996877.361206695-55793.2605273414i | -3.2034 | 1.00499087251575+0.00354762128073309i | 0.20225 | 176.5944
1Hz BW Target Row # Match |  | 3 |  | 76 | 23.3346 | 998302.7599 | 119.9852 | 1.005 | 0.043301 | 1.005 | 0.043293 | 1 | 8.6603e-15 | 5.5e-15 | 1.3943e-14 | 1.2869e-14 | 1.8217e-13 | 1.8344e-13 | 1.7855e-13 | 7.0868e-12 | 1.1811e-11 | 19.277 | 3.5363e-06 | 6.5985e-11 | 0.49985 | 1 | 1.2448e-08 | 2.004e-06 | 498999.494 | 0.499 | 996608.400512973-58138.5976778492i | -3.3386 | 1.00499090479709+0.00369774749025208i | 0.21081 | 176.4505
NEP @ 1Hz | NEP1Hz | 3.0574e-13 | W | 77 | 24.322 | 998156.4803 | 119.984 | 1.005 | 0.043307 | 1.005 | 0.043298 | 1 | 8.6603e-15 | 5.5e-15 | 1.3943e-14 | 1.2869e-14 | 1.8217e-13 | 1.8344e-13 | 1.8229e-13 | 7.2691e-12 | 1.2115e-11 | 19.1667 | 3.6273e-06 | 6.8776e-11 | 0.49992 | 1 | 1.2637e-08 | 2.004e-06 | 498999.4937 | 0.499 | 996316.359165103-60581.1160766798i | -3.4796 | 1.00499093986835+0.00385422665457345i | 0.21973 | 176.3007
NEP @ NBW | NEPNBW | 2.0192e-09 | W | 78 | 25.3513 | 997997.6312 | 119.9826 | 1.005 | 0.043313 | 1.005 | 0.043304 | 1 | 8.6603e-15 | 5.5e-15 | 1.3943e-14 | 1.2869e-14 | 1.8217e-13 | 1.8344e-13 | 1.8611e-13 | 7.4552e-12 | 1.2425e-11 | 19.0569 | 3.7202e-06 | 7.1686e-11 | 0.5 | 1 | 1.284e-08 | 2.004e-06 | 498999.4932 | 0.499 | 995999.271884395-63124.65675273i | -3.6265 | 1.00499097797067+0.00401732761435136i | 0.22903 | 176.1445
SNR @ 1Hz | SNR1Hz | 35.1465 | dB | 79 | 26.4241 | 997825.1394 | 119.9811 | 1.005 | 0.043319 | 1.005 | 0.04331 | 1 | 8.6603e-15 | 5.5e-15 | 1.3943e-14 | 1.2869e-14 | 1.8217e-13 | 1.8344e-13 | 1.9e-13 | 7.6452e-12 | 1.2742e-11 | 18.9476 | 3.815e-06 | 7.4719e-11 | 0.50009 | 1 | 1.3056e-08 | 2.004e-06 | 498999.4928 | 0.499 | 995655.008809795-65773.1878637615i | -3.7795 | 1.00499101936601+0.00418733058687717i | 0.23872 | 175.9818
SNR @ NBW | SNRNBW | -3.0518 | dB | 80 | 27.5423 | 997637.8412 | 119.9795 | 1.005 | 0.043326 | 1.005 | 0.043317 | 1 | 8.6603e-15 | 5.5e-15 | 1.3943e-14 | 1.2869e-14 | 1.8217e-13 | 1.8344e-13 | 1.9398e-13 | 7.8392e-12 | 1.3065e-11 | 18.8388 | 3.9118e-06 | 7.788e-11 | 0.50018 | 1 | 1.3287e-08 | 2.004e-06 | 498999.4923 | 0.499 | 995281.262210253-68530.805506853i | -3.9389 | 1.00499106433897+0.00436452764750841i | 0.24883 | 175.8122
|  |  |  | 81 | 28.7078 | 997434.4751 | 119.9777 | 1.005 | 0.043333 | 1.005 | 0.043325 | 1 | 8.6603e-15 | 5.5e-15 | 1.3943e-14 | 1.2869e-14 | 1.8217e-13 | 1.8344e-13 | 1.9804e-13 | 8.0373e-12 | 1.3395e-11 | 18.7304 | 4.0106e-06 | 8.1176e-11 | 0.50028 | 1 | 1.3534e-08 | 2.004e-06 | 498999.4918 | 0.499 | 994875.532213805-71401.7339852718i | -4.1051 | 1.00499111319874+0.00454922323147032i | 0.25936 | 175.6356
Noise Contributors |  |  |  | 82 | 29.9226 | 997213.6739 | 119.9758 | 1.005 | 0.043342 | 1.005 | 0.043333 | 1 | 8.6603e-15 | 5.5e-15 | 1.3943e-14 | 1.2869e-14 | 1.8217e-13 | 1.8344e-13 | 2.0219e-13 | 8.2394e-12 | 1.3732e-11 | 18.6225 | 4.1115e-06 | 8.461e-11 | 0.50039 | 1 | 1.3797e-08 | 2.004e-06 | 498999.4912 | 0.499 | 994435.111497126-74390.3254383592i | -4.2781 | 1.00499116628125+0.00474173465689241i | 0.27033 | 175.4515
Detector Shot Noise | iDSN | 1.3943e-14 |  | 83 | 31.1889 | 996973.956 | 119.9737 | 1.005 | 0.04335 | 1.005 | 0.043342 | 1 | 8.6603e-15 | 5.5e-15 | 1.3943e-14 | 1.2869e-14 | 1.8217e-13 | 1.8344e-13 | 2.0643e-13 | 8.4459e-12 | 1.4076e-11 | 18.5151 | 4.2145e-06 | 8.819e-11 | 0.50051 | 1 | 1.4077e-08 | 2.004e-06 | 498999.4906 | 0.499 | 993957.068879338-77501.0587291077i | -4.4585 | 1.00499122395145+0.00494239266997815i | 0.28177 | 175.2598
Detector Thermal Noise | iDTN | 1.2869e-14 |  | 84 | 32.5087 | 996713.7161 | 119.9714 | 1.005 | 0.04336 | 1.005 | 0.043351 | 1 | 8.6604e-15 | 5.5e-15 | 1.3943e-14 | 1.2869e-14 | 1.8217e-13 | 1.8344e-13 | 2.1075e-13 | 8.6566e-12 | 1.4428e-11 | 18.408 | 4.3197e-06 | 9.1922e-11 | 0.50064 | 1 | 1.4375e-08 | 2.004e-06 | 498999.4899 | 0.499 | 993438.23176468-80738.5374709362i | -4.6463 | 1.00499128660582+0.00515154201324487i | 0.29369 | 175.06
RFB Thermal Noise | iRFBN | 1.8217e-13 |  | 85 | 33.8844 | 996431.2156 | 119.9689 | 1.005 | 0.04337 | 1.005 | 0.043362 | 1 | 8.6604e-15 | 5.5e-15 | 1.3943e-14 | 1.2869e-14 | 1.8217e-13 | 1.8344e-13 | 2.1516e-13 | 8.8718e-12 | 1.4786e-11 | 18.3014 | 4.427e-06 | 9.5811e-11 | 0.50079 | 1 | 1.4692e-08 | 2.004e-06 | 498999.4892 | 0.499 | 992875.167380486-84107.4870606525i | -4.842 | 1.00499135467515+0.00536954201780967i | 0.30612 | 174.8519
Amplifier Current Noise | iACN | 5.5e-15 |  | 86 | 35.3183 | 996124.5719 | 119.9663 | 1.005 | 0.043382 | 1.005 | 0.043373 | 1 | 8.6604e-15 | 5.5e-15 | 1.3943e-14 | 1.2869e-14 | 1.8217e-13 | 1.8344e-13 | 2.1967e-13 | 9.0914e-12 | 1.5152e-11 | 18.1952 | 4.5366e-06 | 9.9865e-11 | 0.50094 | 1 | 1.5028e-08 | 2.004e-06 | 498999.4884 | 0.499 | 992264.162759994-87612.7505686342i | -5.0459 | 1.0049914286274+0.00559676722073918i | 0.31908 | 174.635
Amplifier Broadband Voltage Noise | iAVN | 8.6172e-15 |  | 87 | 36.8129 | 995791.747 | 119.9634 | 1.005 | 0.043394 | 1.005 | 0.043385 | 1 | 8.6604e-15 | 5.5e-15 | 1.3943e-14 | 1.2869e-14 | 1.8217e-13 | 1.8344e-13 | 2.2427e-13 | 9.3157e-12 | 1.5526e-11 | 18.0894 | 4.6485e-06 | 1.0409e-10 | 0.50111 | 1 | 1.5386e-08 | 2.004e-06 | 498999.4876 | 0.499 | 991601.203424032-91259.283319797i | -5.2582 | 1.00499150897103+0.00583360800852369i | 0.33258 | 174.4092
Diode Mode |  | VALID |  | 88 | 38.3707 | 995430.5354 | 119.9602 | 1.005 | 0.043408 | 1.005 | 0.043399 | 1 | 8.6604e-15 | 5.5e-15 | 1.3943e-14 | 1.2869e-14 | 1.8217e-13 | 1.8344e-13 | 2.2896e-13 | 9.5447e-12 | 1.5908e-11 | 17.9839 | 4.7628e-06 | 1.085e-10 | 0.50129 | 1 | 1.5765e-08 | 2.004e-06 | 498999.4866 | 0.499 | 990881.950721982-95052.1459798869i | -5.4794 | 1.0049915962584+0.00608047128778107i | 0.34665 | 174.1739
Diode Config & Supply Voltage |  | VALID |  | 89 | 39.9945 | 995038.5509 | 119.9568 | 1.005 | 0.043422 | 1.005 | 0.043413 | 1 | 8.6604e-15 | 5.5e-15 | 1.3943e-14 | 1.2869e-14 | 1.8217e-13 | 1.8344e-13 | 2.3376e-13 | 9.7784e-12 | 1.6297e-11 | 17.8788 | 4.8794e-06 | 1.1309e-10 | 0.50149 | 1 | 1.6167e-08 | 2.004e-06 | 498999.4856 | 0.499 | 990101.717800915-98996.4959409799i | -5.7098 | 1.00499169108964+0.0063377811843427i | 0.36132 | 173.9289
VR_EFF |  | VALID |  | 90 | 41.6869 | 994613.2134 | 119.9531 | 1.005 | 0.043438 | 1.005 | 0.043429 | 1 | 8.6604e-15 | 5.5e-15 | 1.3943e-14 | 1.2869e-14 | 1.8217e-13 | 1.8344e-13 | 2.3865e-13 | 1.0017e-11 | 1.6695e-11 | 17.7741 | 4.9985e-06 | 1.1787e-10 | 0.5017 | 1 | 1.6593e-08 | 2.004e-06 | 498999.4846 | 0.499 | 989255.444182839-103097.576777793i | -5.9497 | 1.00499179411673+0.00660597977192265i | 0.37661 | 173.6737
Vout Equation Polarity |  | NEG |  | 91 | 43.451 | 994151.7334 | 119.9491 | 1.005 | 0.043455 | 1.005 | 0.043446 | 1 | 8.6604e-15 | 5.5e-15 | 1.3943e-14 | 1.2869e-14 | 1.8217e-13 | 1.8344e-13 | 2.4365e-13 | 1.0261e-11 | 1.7101e-11 | 17.6697 | 5.1201e-06 | 1.2286e-10 | 0.50193 | 1 | 1.7043e-08 | 2.004e-06 | 498999.4834 | 0.499 | 988337.668944048-107360.705522522i | -6.1996 | 1.00499190604799+0.00688552783162158i | 0.39255 | 173.4079
|  |  |  | 92 | 45.2898 | 993651.097 | 119.9447 | 1.005 | 0.043474 | 1.005 | 0.043465 | 1 | 8.6605e-15 | 5.5e-15 | 1.3943e-14 | 1.2869e-14 | 1.8217e-13 | 1.8344e-13 | 2.4875e-13 | 1.0509e-11 | 1.7516e-11 | 17.5657 | 5.2442e-06 | 1.2806e-10 | 0.50219 | 1 | 1.752e-08 | 2.004e-06 | 498999.4821 | 0.499 | 987342.502508177-111791.257480484i | -6.4598 | 1.00499202765299+0.00717690564357048i | 0.40916 | 173.1311
|  |  |  | 93 | 47.2063 | 993108.049 | 119.9399 | 1.005 | 0.043494 | 1.005 | 0.043485 | 1 | 8.6605e-15 | 5.5e-15 | 1.3943e-14 | 1.2869e-14 | 1.8217e-13 | 1.8344e-13 | 2.5396e-13 | 1.0763e-11 | 1.7939e-11 | 17.462 | 5.371e-06 | 1.3348e-10 | 0.50246 | 1 | 1.8023e-08 | 2.004e-06 | 498999.4807 | 0.499 | 986263.597086295-116394.648282032i | -6.7307 | 1.00499215976777+0.00748061381207392i | 0.42647 | 172.8429
|  |  |  | 94 | 49.204 | 992519.0758 | 119.9348 | 1.005 | 0.043516 | 1.005 | 0.043507 | 1 | 8.6605e-15 | 5.5e-15 | 1.3943e-14 | 1.2869e-14 | 1.8217e-13 | 1.8344e-13 | 2.5928e-13 | 1.1023e-11 | 1.8371e-11 | 17.3586 | 5.5003e-06 | 1.3912e-10 | 0.50276 | 1 | 1.8554e-08 | 2.004e-06 | 498999.4792 | 0.499 | 985094.115823884-121176.312838129i | -7.0127 | 1.00499230330065+0.0077971741256708i | 0.44452 | 172.5428
|  |  |  | 95 | 51.2861 | 991880.3863 | 119.9292 | 1.005 | 0.04354 | 1.005 | 0.043531 | 1 | 8.6605e-15 | 5.5e-15 | 1.3943e-14 | 1.2869e-14 | 1.8217e-13 | 1.8344e-13 | 2.6471e-13 | 1.1287e-11 | 1.8812e-11 | 17.2556 | 5.6324e-06 | 1.4501e-10 | 0.50308 | 1 | 1.9114e-08 | 2.004e-06 | 498999.4776 | 0.499 | 983826.700746589-126141.680838138i | -7.3063 | 1.00499245923845+0.00812713045358947i | 0.46333 | 172.2303
|  |  |  | 96 | 53.4564 | 991187.8932 | 119.9231 | 1.005 | 0.043566 | 1.005 | 0.043557 | 1 | 8.6606e-15 | 5.5e-15 | 1.3943e-14 | 1.2869e-14 | 1.8217e-13 | 1.8344e-13 | 2.7025e-13 | 1.1558e-11 | 1.9263e-11 | 17.1528 | 5.7673e-06 | 1.5115e-10 | 0.50344 | 1 | 1.9705e-08 | 2.004e-06 | 498999.4758 | 0.499 | 982453.439634956-131296.148398953i | -7.612 | 1.00499262865327+0.00847104968013789i | 0.48293 | 171.9051
|  |  |  | 97 | 55.7186 | 990437.1924 | 119.9165 | 1.005 | 0.043594 | 1.005 | 0.043586 | 1 | 8.6606e-15 | 5.5e-15 | 1.3943e-14 | 1.2869e-14 | 1.8217e-13 | 1.8344e-13 | 2.7591e-13 | 1.1834e-11 | 1.9723e-11 | 17.0504 | 5.905e-06 | 1.5754e-10 | 0.50382 | 1 | 2.0327e-08 | 2.004e-06 | 498999.4739 | 0.499 | 980965.832003912-136645.045445433i | -7.9301 | 1.00499281270987+0.00882952267863365i | 0.50337 | 171.5666
|  |  |  | 98 | 58.0764 | 989623.5418 | 119.9094 | 1.005 | 0.043625 | 1.005 | 0.043616 | 1 | 8.6606e-15 | 5.5e-15 | 1.3943e-14 | 1.2869e-14 | 1.8217e-13 | 1.8344e-13 | 2.8168e-13 | 1.2115e-11 | 2.0192e-11 | 16.9482 | 6.0455e-06 | 1.6421e-10 | 0.50423 | 1 | 2.0983e-08 | 2.004e-06 | 498999.4719 | 0.499 | 979354.754416291-142193.598373826i | -8.2611 | 1.00499301267367+0.00920316532654691i | 0.52467 | 171.2142
|  |  |  | 99 | 60.5341 | 988741.8396 | 119.9017 | 1.005 | 0.043658 | 1.005 | 0.04365 | 1 | 8.6606e-15 | 5.5e-15 | 1.3943e-14 | 1.2869e-14 | 1.8217e-13 | 1.8344e-13 | 2.8758e-13 | 1.2403e-11 | 2.0671e-11 | 16.8463 | 6.189e-06 | 1.7116e-10 | 0.50468 | 1 | 2.1672e-08 | 2.004e-06 | 498999.4696 | 0.499 | 977610.425422362-147946.887523429i | -8.6056 | 1.00499322991947+0.00959261956360033i | 0.54687 | 170.8476
|  |  |  | 100 | 63.0957 | 987786.6017 | 119.8933 | 1.005 | 0.043695 | 1.005 | 0.043686 | 1 | 8.6607e-15 | 5.5e-15 | 1.3943e-14 | 1.2869e-14 | 1.8217e-13 | 1.8344e-13 | 2.936e-13 | 1.2696e-11 | 2.1161e-11 | 16.7447 | 6.3355e-06 | 1.784e-10 | 0.50517 | 1 | 2.2397e-08 | 2.004e-06 | 498999.4672 | 0.499 | 975722.370489907-153909.798958557i | -8.9639 | 1.00499346594087+0.0099985544946436i | 0.57001 | 170.4661
|  |  |  | 101 | 65.7658 | 986751.9381 | 119.8842 | 1.005 | 0.043734 | 1.005 | 0.043725 | 1 | 8.6607e-15 | 5.5e-15 | 1.3943e-14 | 1.2869e-14 | 1.8217e-13 | 1.8344e-13 | 2.9975e-13 | 1.2996e-11 | 2.166e-11 | 16.6433 | 6.4851e-06 | 1.8595e-10 | 0.5057 | 1 | 2.3159e-08 | 2.004e-06 | 498999.4646 | 0.499 | 973679.387372968-160086.970044314i | -9.3367 | 1.00499372236056+0.0104216675391967i | 0.59413 | 170.0691
|  |  |  | 102 | 68.5488 | 985631.5298 | 119.8743 | 1.0051 | 0.043777 | 1.0051 | 0.043768 | 1 | 8.6608e-15 | 5.5e-15 | 1.3943e-14 | 1.2869e-14 | 1.8217e-13 | 1.8344e-13 | 3.0603e-13 | 1.3302e-11 | 2.217e-11 | 16.5423 | 6.6378e-06 | 1.9382e-10 | 0.50627 | 1 | 2.3959e-08 | 2.004e-06 | 498999.4617 | 0.499 | 971469.512462761-166482.728287732i | -9.7244 | 1.00499400094148+0.0108626856296375i | 0.61927 | 169.6563
|  |  |  | 103 | 71.4496 | 984418.6044 | 119.8636 | 1.0051 | 0.043823 | 1.0051 | 0.043814 | 1 | 8.6608e-15 | 5.5e-15 | 1.3943e-14 | 1.2869e-14 | 1.8217e-13 | 1.8344e-13 | 3.1244e-13 | 1.3615e-11 | 2.2691e-11 | 16.4414 | 6.7937e-06 | 2.0202e-10 | 0.5069 | 1 | 2.4799e-08 | 2.004e-06 | 498999.4587 | 0.499 | 969079.988772229-173101.022912764i | -10.1276 | 1.00499430359892+0.0113223664600908i | 0.64547 | 169.2269
|  |  |  | 104 | 74.4732 | 983105.9131 | 119.852 | 1.0051 | 0.043874 | 1.0051 | 0.043865 | 1 | 8.6609e-15 | 5.5e-15 | 1.3943e-14 | 1.2869e-14 | 1.8217e-13 | 1.8344e-13 | 3.1898e-13 | 1.3934e-11 | 2.3223e-11 | 16.3409 | 6.9529e-06 | 2.1057e-10 | 0.50757 | 1 | 2.5681e-08 | 2.004e-06 | 498999.4553 | 0.499 | 966497.236326897-179945.348646103i | -10.5467 | 1.00499463241371+0.0118014997881651i | 0.67278 | 168.7805
|  |  |  | 105 | 77.6247 | 981685.7063 | 119.8394 | 1.0051 | 0.043929 | 1.0051 | 0.04392 | 1 | 8.6609e-15 | 5.5e-15 | 1.3943e-14 | 1.2869e-14 | 1.8217e-13 | 1.8344e-13 | 3.2566e-13 | 1.4259e-11 | 2.3766e-11 | 16.2405 | 7.1154e-06 | 2.1948e-10 | 0.50831 | 1 | 2.6606e-08 | 2.004e-06 | 498999.4517 | 0.499 | 963706.825869201-187018.661214089i | -10.9824 | 1.00499498964652+0.0123009087917722i | 0.70125 | 168.3163
|  |  |  | 106 | 80.9096 | 980149.7115 | 119.8258 | 1.0051 | 0.043988 | 1.0051 | 0.043979 | 1 | 8.661e-15 | 5.5e-15 | 1.3943e-14 | 1.2869e-14 | 1.8217e-13 | 1.8344e-13 | 3.3248e-13 | 1.4592e-11 | 2.432e-11 | 16.1404 | 7.2813e-06 | 2.2877e-10 | 0.50911 | 1 | 2.7576e-08 | 2.004e-06 | 498999.4478 | 0.499 | 960693.456931434-194323.284092682i | -11.4352 | 1.00499537775339+0.0128214514833611i | 0.73092 | 167.8339
|  |  |  | 107 | 84.3335 | 978489.1116 | 119.8111 | 1.0051 | 0.044053 | 1.0051 | 0.044044 | 1 | 8.661e-15 | 5.5e-15 | 1.3943e-14 | 1.2869e-14 | 1.8217e-13 | 1.8344e-13 | 3.3944e-13 | 1.4931e-11 | 2.4885e-11 | 16.0406 | 7.4507e-06 | 2.3845e-10 | 0.50997 | 1 | 2.8592e-08 | 2.004e-06 | 498999.4435 | 0.499 | 957440.941492833-201860.806116865i | -11.9055 | 1.00499579940263+0.0133640221839945i | 0.76185 | 167.3326
|  |  |  | 108 | 87.9023 | 976694.5247 | 119.7952 | 1.0051 | 0.044123 | 1.0051 | 0.044114 | 1 | 8.6611e-15 | 5.5e-15 | 1.3943e-14 | 1.2869e-14 | 1.8217e-13 | 1.8344e-13 | 3.4655e-13 | 1.5278e-11 | 2.5463e-11 | 15.9409 | 7.6236e-06 | 2.4854e-10 | 0.51091 | 1 | 2.9656e-08 | 2.004e-06 | 498999.4389 | 0.499 | 953932.194608039-209631.969647592i | -12.3941 | 1.00499625749316+0.0139295530598011i | 0.79409 | 166.8119
|  |  |  | 109 | 91.622 | 974755.9867 | 119.7779 | 1.0051 | 0.0442 | 1.0051 | 0.044191 | 1 | 8.6612e-15 | 5.5e-15 | 1.3943e-14 | 1.2869e-14 | 1.8217e-13 | 1.8344e-13 | 3.538e-13 | 1.5632e-11 | 2.6053e-11 | 15.8415 | 7.8002e-06 | 2.5906e-10 | 0.51192 | 1 | 3.0771e-08 | 2.004e-06 | 498999.4339 | 0.499 | 950149.233574508-217636.54911867i | -12.9013 | 1.00499675517443+0.014519015723441i | 0.82768 | 166.271
|  |  |  | 110 | 95.4993 | 972662.9362 | 119.7592 | 1.0051 | 0.044283 | 1.0051 | 0.044274 | 1 | 8.6613e-15 | 5.5e-15 | 1.3943e-14 | 1.2869e-14 | 1.8217e-13 | 1.8344e-13 | 3.6121e-13 | 1.5993e-11 | 2.6655e-11 | 15.7423 | 7.9804e-06 | 2.7002e-10 | 0.51302 | 1 | 3.1938e-08 | 2.004e-06 | 498999.4285 | 0.499 | 946073.187392148-225873.219948292i | -13.4279 | 1.00499729586809+0.0151334229033365i | 0.8627 | 165.7094
|  |  |  | 111 | 99.5405 | 970404.2036 | 119.7391 | 1.0051 | 0.044373 | 1.0051 | 0.044364 | 1 | 8.6614e-15 | 5.5e-15 | 1.3943e-14 | 1.2869e-14 | 1.8217e-13 | 1.8344e-13 | 3.6878e-13 | 1.6362e-11 | 2.7269e-11 | 15.6433 | 8.1644e-06 | 2.8145e-10 | 0.51422 | 1 | 3.316e-08 | 2.004e-06 | 498999.4226 | 0.499 | 941684.318454424-234339.418006129i | -13.9743 | 1.00499788329153+0.0157738301835335i | 0.89921 | 165.1265
|  |  |  | 112 | 103.7528 | 967968.0049 | 119.7172 | 1.0051 | 0.044471 | 1.0051 | 0.044462 | 1 | 8.6615e-15 | 5.5e-15 | 1.3943e-14 | 1.2869e-14 | 1.8217e-13 | 1.8344e-13 | 3.765e-13 | 1.6738e-11 | 2.7897e-11 | 15.5445 | 8.3523e-06 | 2.9336e-10 | 0.51551 | 1 | 3.4438e-08 | 2.004e-06 | 498999.4162 | 0.499 | 936962.058589816-243031.190082569i | -14.5411 | 1.00499852148338+0.0164413378171842i | 0.93725 | 164.5217
|  |  |  | 113 | 108.1434 | 965341.9403 | 119.6936 | 1.0051 | 0.044577 | 1.0051 | 0.044568 | 1 | 8.6616e-15 | 5.5e-15 | 1.3943e-14 | 1.2869e-14 | 1.8217e-13 | 1.8344e-13 | 3.8438e-13 | 1.7122e-11 | 2.8537e-11 | 15.4459 | 8.5441e-06 | 3.0577e-10 | 0.51691 | 1 | 3.5774e-08 | 2.004e-06 | 498999.4093 | 0.499 | 931885.061737353-251943.036117538i | -15.1287 | 1.00499921483133+0.0171370926167613i | 0.9769 | 163.8944
|  |  |  | 114 | 112.7197 | 962513.0003 | 119.6681 | 1.0052 | 0.044693 | 1.0052 | 0.044684 | 1 | 8.6617e-15 | 5.5e-15 | 1.3943e-14 | 1.2869e-14 | 1.8217e-13 | 1.8344e-13 | 3.9243e-13 | 1.7515e-11 | 2.9191e-11 | 15.3474 | 8.7399e-06 | 3.1871e-10 | 0.51843 | 1 | 3.7172e-08 | 2.004e-06 | 498999.4018 | 0.499 | 926431.275679171-261067.744316748i | -15.7378 | 1.00499996810227+0.017862289924256i | 1.0182 | 163.244
|  |  |  | 115 | 117.4898 | 959467.5791 | 119.6406 | 1.0052 | 0.044818 | 1.0052 | 0.044809 | 1 | 8.6618e-15 | 5.5e-15 | 1.3943e-14 | 1.2869e-14 | 1.8217e-13 | 1.8344e-13 | 4.0065e-13 | 1.7916e-11 | 2.9859e-11 | 15.2492 | 8.9398e-06 | 3.322e-10 | 0.52008 | 1 | 3.8633e-08 | 2.004e-06 | 498999.3937 | 0.499 | 920578.035353672-270396.220717016i | -16.3688 | 1.00500078647509+0.0186181756647364i | 1.0613 | 162.5699
|  |  |  | 116 | 122.4616 | 956191.4977 | 119.6109 | 1.0052 | 0.044955 | 1.0052 | 0.044946 | 1 | 8.6619e-15 | 5.5e-15 | 1.3943e-14 | 1.2869e-14 | 1.8217e-13 | 1.8344e-13 | 4.0904e-13 | 1.8325e-11 | 3.0541e-11 | 15.1512 | 9.144e-06 | 3.4625e-10 | 0.52186 | 1 | 4.0161e-08 | 2.004e-06 | 498999.3849 | 0.499 | 914302.180319277-279917.315260585i | -17.0222 | 1.00500167557625+0.0194060484867987i | 1.1062 | 161.8716
|  |  |  | 117 | 127.6439 | 952670.0367 | 119.5789 | 1.0052 | 0.045103 | 1.0052 | 0.045094 | 1 | 8.6621e-15 | 5.5e-15 | 1.3943e-14 | 1.2869e-14 | 1.8217e-13 | 1.8344e-13 | 4.176e-13 | 1.8742e-11 | 3.1237e-11 | 15.0533 | 9.3523e-06 | 3.6091e-10 | 0.52379 | 1 | 4.1757e-08 | 2.004e-06 | 498999.3754 | 0.499 | 907580.198913038-289617.64700033i | -17.6984 | 1.00500264151847+0.0202272619935823i | 1.153 | 161.1486
|  |  |  | 118 | 133.0454 | 948887.9816 | 119.5443 | 1.0052 | 0.045264 | 1.0052 | 0.045255 | 1 | 8.6622e-15 | 5.5e-15 | 1.3943e-14 | 1.2869e-14 | 1.8217e-13 | 1.8344e-13 | 4.2635e-13 | 1.9169e-11 | 3.1948e-11 | 14.9556 | 9.5651e-06 | 3.7618e-10 | 0.52588 | 1 | 4.3425e-08 | 2.004e-06 | 498999.365 | 0.499 | 900388.401530374-299481.431678079i | -18.3978 | 1.00500369094279+0.0210832270681823i | 1.2018 | 160.4004
|  |  |  | 119 | 138.6756 | 944829.6805 | 119.5071 | 1.0052 | 0.045439 | 1.0052 | 0.04543 | 1 | 8.6624e-15 | 5.5e-15 | 1.3943e-14 | 1.2869e-14 | 1.8217e-13 | 1.8344e-13 | 4.3527e-13 | 1.9604e-11 | 3.2673e-11 | 14.8581 | 9.7823e-06 | 3.921e-10 | 0.52814 | 1 | 4.5167e-08 | 2.004e-06 | 498999.3538 | 0.499 | 892703.125219842-309490.315587692i | -19.1209 | 1.00500483106419+0.0219754142974516i | 1.2526 | 159.6265
|  |  |  | 120 | 144.544 | 940479.118 | 119.467 | 1.0053 | 0.045629 | 1.0053 | 0.04562 | 1 | 8.6626e-15 | 5.5e-15 | 1.3943e-14 | 1.2869e-14 | 1.8217e-13 | 1.8344e-13 | 4.4439e-13 | 2.0048e-11 | 3.3414e-11 | 14.7608 | 1.0004e-05 | 4.0869e-10 | 0.53058 | 1 | 4.6986e-08 | 2.004e-06 | 498999.3417 | 0.499 | 884500.971417543-319623.220337581i | -19.8678 | 1.0050060697212+0.022905356498352i | 1.3056 | 158.8266
|  |  |  | 121 | 150.6607 | 935820.0031 | 119.4238 | 1.0053 | 0.045836 | 1.0053 | 0.045826 | 1 | 8.6628e-15 | 5.5e-15 | 1.3943e-14 | 1.2869e-14 | 1.8217e-13 | 1.8344e-13 | 4.5369e-13 | 2.0502e-11 | 3.417e-11 | 14.6636 | 1.023e-05 | 4.2598e-10 | 0.53322 | 1 | 4.8886e-08 | 2.004e-06 | 498999.3285 | 0.499 | 875759.078116565-329856.2038419i | -20.639 | 1.00500741542981+0.0238746513511951i | 1.3608 | 158.0002
|  |  |  | 122 | 157.0363 | 930835.8755 | 119.3775 | 1.0053 | 0.04606 | 1.0053 | 0.04605 | 1 | 8.663e-15 | 5.5e-15 | 1.3943e-14 | 1.2869e-14 | 1.8217e-13 | 1.8344e-13 | 4.6319e-13 | 2.0965e-11 | 3.4942e-11 | 14.5666 | 1.0462e-05 | 4.4401e-10 | 0.53608 | 1 | 5.087e-08 | 2.004e-06 | 498999.3142 | 0.499 | 866455.427057285-340162.343565926i | -21.4345 | 1.00500887744201+0.0248849641442904i | 1.4184 | 157.1471
|  |  |  | 123 | 163.6817 | 925510.2299 | 119.3276 | 1.0053 | 0.046304 | 1.0053 | 0.046294 | 1 | 8.6633e-15 | 5.5e-15 | 1.3943e-14 | 1.2869e-14 | 1.8217e-13 | 1.8344e-13 | 4.7289e-13 | 2.1438e-11 | 3.573e-11 | 14.4697 | 1.0698e-05 | 4.628e-10 | 0.53916 | 1 | 5.2941e-08 | 2.004e-06 | 498999.2987 | 0.499 | 856569.185617369-350511.648691118i | -22.2546 | 1.00501046580938+0.0259380306347137i | 1.4784 | 156.267
|  |  |  | 124 | 170.6082 | 919826.6587 | 119.2741 | 1.0054 | 0.046568 | 1.0054 | 0.046559 | 1 | 8.6635e-15 | 5.5e-15 | 1.3943e-14 | 1.2869e-14 | 1.8217e-13 | 1.8344e-13 | 4.828e-13 | 2.1921e-11 | 3.6535e-11 | 14.373 | 1.0938e-05 | 4.8238e-10 | 0.54249 | 1 | 5.5103e-08 | 2.004e-06 | 498999.282 | 0.499 | 846081.081965643-360871.008402573i | -23.0992 | 1.00501219145223+0.0270356600301051i | 1.5409 | 155.3598
|  |  |  | 125 | 177.8279 | 913769.0139 | 119.2167 | 1.0054 | 0.046856 | 1.0054 | 0.046846 | 1 | 8.6638e-15 | 5.5e-15 | 1.3943e-14 | 1.2869e-14 | 1.8217e-13 | 1.8344e-13 | 4.929e-13 | 2.2414e-11 | 3.7356e-11 | 14.2764 | 1.1184e-05 | 5.028e-10 | 0.54609 | 1 | 5.7359e-08 | 2.004e-06 | 498999.2638 | 0.499 | 834973.810720756-371204.183881614i | -23.9685 | 1.00501406623463+0.0281797380966152i | 1.6061 | 154.4254
|  |  |  | 126 | 185.3532 | 907321.5884 | 119.1552 | 1.0054 | 0.047168 | 1.0054 | 0.047159 | 1 | 8.6641e-15 | 5.5e-15 | 1.3943e-14 | 1.2869e-14 | 1.8217e-13 | 1.8344e-13 | 5.0323e-13 | 2.2917e-11 | 3.8195e-11 | 14.18 | 1.1436e-05 | 5.2407e-10 | 0.54997 | 1 | 5.9714e-08 | 2.004e-06 | 498999.2441 | 0.499 | 823232.464835376-381471.851748523i | -24.8622 | 1.00501610304603+0.0293722303983331i | 1.674 | 153.4638
|  |  |  | 127 | 193.1968 | 900469.3153 | 119.0894 | 1.0055 | 0.047508 | 1.0055 | 0.047498 | 1 | 8.6645e-15 | 5.5e-15 | 1.3943e-14 | 1.2869e-14 | 1.8217e-13 | 1.8344e-13 | 5.1376e-13 | 2.3431e-11 | 3.9051e-11 | 14.0837 | 1.1692e-05 | 5.4625e-10 | 0.55415 | 1 | 6.2172e-08 | 2.004e-06 | 498999.2227 | 0.499 | 810844.987737049-391631.706579988i | -25.7802 | 1.00501831588984+0.0306151856737535i | 1.7448 | 152.475
|  |  |  | 128 | 201.3724 | 893197.9836 | 119.019 | 1.0055 | 0.047876 | 1.0055 | 0.047867 | 1 | 8.6649e-15 | 5.5e-15 | 1.3943e-14 | 1.2869e-14 | 1.8217e-13 | 1.8344e-13 | 5.2452e-13 | 2.3955e-11 | 3.9925e-11 | 13.9875 | 1.1954e-05 | 5.6937e-10 | 0.55867 | 1 | 6.4736e-08 | 2.004e-06 | 498999.1995 | 0.499 | 797802.637944036-401638.629658022i | -26.7221 | 1.00502071997974+0.0319107393550787i | 1.8186 | 151.4593
|  |  |  | 129 | 209.894 | 885494.4701 | 118.9437 | 1.0056 | 0.048277 | 1.0056 | 0.048267 | 1 | 8.6653e-15 | 5.5e-15 | 1.3943e-14 | 1.2869e-14 | 1.8217e-13 | 1.8344e-13 | 5.355e-13 | 2.4491e-11 | 4.0818e-11 | 13.8915 | 1.2221e-05 | 5.9346e-10 | 0.56353 | 1 | 6.7411e-08 | 2.004e-06 | 498999.1744 | 0.499 | 784100.456505497-411444.9302317i | -27.6876 | 1.00502333184422+0.0332611172363914i | 1.8955 | 150.4169
|  |  |  | 130 | 218.7762 | 877346.9814 | 118.8634 | 1.0056 | 0.048712 | 1.0056 | 0.048702 | 1 | 8.6657e-15 | 5.5e-15 | 1.3943e-14 | 1.2869e-14 | 1.8217e-13 | 1.8344e-13 | 5.4672e-13 | 2.5037e-11 | 4.1729e-11 | 13.7956 | 1.2494e-05 | 6.1858e-10 | 0.56876 | 1 | 7.0203e-08 | 2.004e-06 | 498999.1472 | 0.499 | 769737.725778894-421000.664241317i | -28.676 | 1.00502616944025+0.0346686392969923i | 1.9756 | 149.3483
|  |  |  | 131 | 228.0342 | 868745.3058 | 118.7778 | 1.0057 | 0.049185 | 1.0057 | 0.049175 | 1 | 8.6662e-15 | 5.5e-15 | 1.3943e-14 | 1.2869e-14 | 1.8217e-13 | 1.8344e-13 | 5.5817e-13 | 2.5596e-11 | 4.2659e-11 | 13.6999 | 1.2772e-05 | 6.4475e-10 | 0.57439 | 1 | 7.3114e-08 | 2.004e-06 | 498999.1177 | 0.499 | 754718.406363134-430254.033635741i | -29.6868 | 1.00502925227675+0.0361357236864577i | 2.0592 | 148.254
|  |  |  | 132 | 237.684 | 859681.0674 | 118.6867 | 1.0057 | 0.049698 | 1.0057 | 0.049688 | 1 | 8.6667e-15 | 5.5e-15 | 1.3943e-14 | 1.2869e-14 | 1.8217e-13 | 1.8344e-13 | 5.6985e-13 | 2.6165e-11 | 4.3609e-11 | 13.6042 | 1.3057e-05 | 6.7204e-10 | 0.58045 | 1 | 7.6152e-08 | 2.004e-06 | 498999.0857 | 0.499 | 739051.537580542-439151.867103373i | -30.7192 | 1.00503260154867+0.0376648908782538i | 2.1462 | 147.1346
|  |  |  | 133 | 247.7422 | 850147.9788 | 118.5899 | 1.0058 | 0.050256 | 1.0058 | 0.050246 | 1 | 8.6672e-15 | 5.5e-15 | 1.3943e-14 | 1.2869e-14 | 1.8217e-13 | 1.8344e-13 | 5.8179e-13 | 2.6747e-11 | 4.4579e-11 | 13.5087 | 1.3347e-05 | 7.0048e-10 | 0.58696 | 1 | 7.932e-08 | 2.004e-06 | 498999.0511 | 0.499 | 722751.585882826-447640.180263888i | -31.7722 | 1.00503624028276+0.0392587679990291i | 2.237 | 145.9908
|  |  |  | 134 | 258.226 | 840142.0862 | 118.4871 | 1.0059 | 0.050862 | 1.0059 | 0.050852 | 1 | 8.6678e-15 | 5.5e-15 | 1.3943e-14 | 1.2869e-14 | 1.8217e-13 | 1.8344e-13 | 5.9397e-13 | 2.7341e-11 | 4.5569e-11 | 13.4133 | 1.3643e-05 | 7.3012e-10 | 0.59395 | 1 | 8.2624e-08 | 2.004e-06 | 498999.0136 | 0.499 | 705838.725086857-455664.810200017i | -32.8449 | 1.00504019349581+0.0409200933410047i | 2.3315 | 144.8236
|  |  |  | 135 | 269.1535 | 829661.999 | 118.378 | 1.0059 | 0.05152 | 1.0059 | 0.05151 | 1 | 8.6685e-15 | 5.5e-15 | 1.3943e-14 | 1.2869e-14 | 1.8217e-13 | 1.8344e-13 | 6.0641e-13 | 2.7948e-11 | 4.6579e-11 | 13.3181 | 1.3946e-05 | 7.6101e-10 | 0.60145 | 1 | 8.607e-08 | 2.004e-06 | 498998.9729 | 0.499 | 688339.032557551-463172.115757507i | -33.936 | 1.00504448836672+0.0426517210651999i | 2.43 | 143.634
|  |  |  | 136 | 280.5434 | 818709.0976 | 118.2626 | 1.006 | 0.052235 | 1.006 | 0.052224 | 1 | 8.6692e-15 | 5.5e-15 | 1.3943e-14 | 1.2869e-14 | 1.8217e-13 | 1.8344e-13 | 6.191e-13 | 2.8567e-11 | 4.7611e-11 | 13.2229 | 1.4255e-05 | 7.9322e-10 | 0.60949 | 1 | 8.9664e-08 | 2.004e-06 | 498998.9289 | 0.499 | 670284.586457125-470109.731461843i | -35.0442 | 1.00504915442329+0.0444566261035526i | 2.5327 | 142.423
|  |  |  | 137 | 292.4152 | 807287.7127 | 118.1406 | 1.0061 | 0.053012 | 1.0061 | 0.053001 | 1 | 8.67e-15 | 5.5e-15 | 1.3943e-14 | 1.2869e-14 | 1.8217e-13 | 1.8344e-13 | 6.3207e-13 | 2.9199e-11 | 4.8665e-11 | 13.1279 | 1.457e-05 | 8.2679e-10 | 0.61812 | 1 | 9.3412e-08 | 2.004e-06 | 498998.8812 | 0.499 | 651713.451045089-476427.359386496i | -36.1682 | 1.00505422374524+0.0463379092683294i | 2.6397 | 141.192
|  |  |  | 138 | 304.7895 | 795405.2676 | 118.0118 | 1.0062 | 0.053855 | 1.0062 | 0.053844 | 1 | 8.6708e-15 | 5.5e-15 | 1.3943e-14 | 1.2869e-14 | 1.8217e-13 | 1.8344e-13 | 6.453e-13 | 2.9844e-11 | 4.974e-11 | 13.0329 | 1.4892e-05 | 8.6177e-10 | 0.62735 | 1 | 9.7321e-08 | 2.004e-06 | 498998.8295 | 0.499 | 632669.539762937-482077.580083424i | -37.3064 | 1.00505973118477+0.0482988025775838i | 2.7513 | 139.9423
|  |  |  | 139 | 317.6874 | 783072.3782 | 117.876 | 1.0063 | 0.054772 | 1.0063 | 0.05476 | 1 | 8.6717e-15 | 5.5e-15 | 1.3943e-14 | 1.2869e-14 | 1.8217e-13 | 1.8344e-13 | 6.5881e-13 | 3.0503e-11 | 5.0838e-11 | 12.9381 | 1.5221e-05 | 8.9824e-10 | 0.63723 | 1 | 1.014e-07 | 2.004e-06 | 498998.7736 | 0.499 | 613202.349430294-487016.660991656i | -38.4573 | 1.00506571460615+0.0503426748057765i | 2.8675 | 138.6753
|  |  |  | 140 | 331.1311 | 770302.9035 | 117.7332 | 1.0064 | 0.055767 | 1.0064 | 0.055755 | 1 | 8.6727e-15 | 5.5e-15 | 1.3943e-14 | 1.2869e-14 | 1.8217e-13 | 1.8344e-13 | 6.7261e-13 | 3.1175e-11 | 5.1959e-11 | 12.8434 | 1.5557e-05 | 9.3625e-10 | 0.6478 | 1 | 1.0565e-07 | 2.004e-06 | 498998.713 | 0.499 | 593366.563203999-491205.338810027i | -39.6189 | 1.00507221514606+0.0524730372690636i | 2.9886 | 137.3925
|  |  |  | 141 | 345.1437 | 757113.9444 | 117.5832 | 1.0066 | 0.056848 | 1.0066 | 0.056836 | 1 | 8.6738e-15 | 5.5e-15 | 1.3943e-14 | 1.2869e-14 | 1.8217e-13 | 1.8344e-13 | 6.8669e-13 | 3.1862e-11 | 5.3104e-11 | 12.7488 | 1.5899e-05 | 9.7587e-10 | 0.65908 | 1 | 1.1008e-07 | 2.004e-06 | 498998.6473 | 0.499 | 573221.524826058-494609.551365668i | -40.7896 | 1.00507927749633+0.0546935498551518i | 3.1148 | 136.0956
|  |  |  | 142 | 359.7493 | 743525.7843 | 117.4259 | 1.0067 | 0.058022 | 1.0067 | 0.05801 | 1 | 8.675e-15 | 5.5e-15 | 1.3943e-14 | 1.2869e-14 | 1.8217e-13 | 1.8344e-13 | 7.0107e-13 | 3.2563e-11 | 5.4272e-11 | 12.6542 | 1.6249e-05 | 1.0172e-09 | 0.67112 | 1 | 1.147e-07 | 2.004e-06 | 498998.5763 | 0.499 | 552830.591864303-497201.094692346i | -41.9674 | 1.00508695021128+0.0570080273080401i | 3.2463 | 134.7863
|  |  |  | 143 | 374.973 | 729561.7731 | 117.2612 | 1.0069 | 0.059297 | 1.0068 | 0.059285 | 1 | 8.6763e-15 | 5.5e-15 | 1.3943e-14 | 1.2869e-14 | 1.8217e-13 | 1.8344e-13 | 7.1575e-13 | 3.3279e-11 | 5.5465e-11 | 12.5598 | 1.6606e-05 | 1.0602e-09 | 0.68397 | 1 | 1.1952e-07 | 2.004e-06 | 498998.4993 | 0.499 | 532260.380834503-498958.182444594i | -43.1503 | 1.00509528604144+0.0594204457783915i | 3.3833 | 133.4663
|  |  |  | 144 | 390.8409 | 715248.1541 | 117.0891 | 1.007 | 0.060682 | 1.007 | 0.06067 | 1 | 8.6776e-15 | 5.5e-15 | 1.3943e-14 | 1.2869e-14 | 1.8217e-13 | 1.8344e-13 | 7.3074e-13 | 3.401e-11 | 5.6683e-11 | 12.4655 | 1.6971e-05 | 1.1051e-09 | 0.69766 | 1 | 1.2454e-07 | 2.004e-06 | 498998.416 | 0.499 | 511579.921960583-499865.887421203i | -44.3365 | 1.00510434229624+0.0619349496507381i | 3.5261 | 132.1374
|  |  |  | 145 | 407.3803 | 700613.8348 | 116.9096 | 1.0072 | 0.062186 | 1.0072 | 0.062174 | 1 | 8.6791e-15 | 5.5e-15 | 1.3943e-14 | 1.2869e-14 | 1.8217e-13 | 1.8344e-13 | 7.4604e-13 | 3.4756e-11 | 5.7926e-11 | 12.3712 | 1.7343e-05 | 1.1518e-09 | 0.71223 | 1 | 1.2978e-07 | 2.004e-06 | 498998.3258 | 0.499 | 490859.745555243-499916.448767877i | -45.5237 | 1.005114181238+0.0645558586591829i | 3.6749 | 130.8014
|  |  |  | 146 | 424.6196 | 685690.1088 | 116.7226 | 1.0074 | 0.06382 | 1.0074 | 0.063807 | 1 | 8.6808e-15 | 5.5e-15 | 1.3943e-14 | 1.2869e-14 | 1.8217e-13 | 1.8344e-13 | 7.6167e-13 | 3.5517e-11 | 5.9196e-11 | 12.2771 | 1.7723e-05 | 1.2006e-09 | 0.72773 | 1 | 1.3524e-07 | 2.004e-06 | 498998.2282 | 0.499 | 470170.925290521-499109.433192738i | -46.7101 | 1.00512487050992+0.0672876753037552i | 3.8299 | 129.46
|  |  |  | 147 | 442.5884 | 670510.3323 | 116.5281 | 1.0076 | 0.065594 | 1.0076 | 0.065581 | 1 | 8.6825e-15 | 5.5e-15 | 1.3943e-14 | 1.2869e-14 | 1.8217e-13 | 1.8344e-13 | 7.7761e-13 | 3.6295e-11 | 6.0492e-11 | 12.183 | 1.8111e-05 | 1.2514e-09 | 0.74421 | 1 | 1.4093e-07 | 2.004e-06 | 498998.1225 | 0.499 | 449584.105738382-497451.743997145i | -47.8935 | 1.00513648360115+0.070135092580076i | 3.9914 | 128.115
|  |  |  | 148 | 461.3176 | 655109.5651 | 116.3263 | 1.0078 | 0.067521 | 1.0078 | 0.067508 | 1 | 8.6845e-15 | 5.5e-15 | 1.3943e-14 | 1.2869e-14 | 1.8217e-13 | 1.8344e-13 | 7.939e-13 | 3.7089e-11 | 6.1815e-11 | 12.0891 | 1.8507e-05 | 1.3043e-09 | 0.7617 | 1 | 1.4686e-07 | 2.004e-06 | 498998.0081 | 0.499 | 429168.542338594-494957.477573135i | -49.072 | 1.00514910035196+0.0731030020355278i | 4.1597 | 126.7682
|  |  |  | 149 | 480.8393 | 639524.1835 | 116.1171 | 1.008 | 0.069613 | 1.008 | 0.069599 | 1 | 8.6866e-15 | 5.5e-15 | 1.3943e-14 | 1.2869e-14 | 1.8217e-13 | 1.8344e-13 | 8.1052e-13 | 3.7899e-11 | 6.3166e-11 | 11.9952 | 1.8912e-05 | 1.3595e-09 | 0.78026 | 1 | 1.5305e-07 | 2.004e-06 | 498997.8843 | 0.499 | 408991.181336796-491647.632889174i | -50.2437 | 1.00516280750261+0.0761965021656623i | 4.335 | 125.4213
|  |  |  | 150 | 501.1872 | 623791.4758 | 115.9008 | 1.0083 | 0.071885 | 1.0083 | 0.071871 | 1 | 8.6888e-15 | 5.5e-15 | 1.3943e-14 | 1.2869e-14 | 1.8217e-13 | 1.8344e-13 | 8.2749e-13 | 3.8727e-11 | 6.4545e-11 | 11.9014 | 1.9325e-05 | 1.4171e-09 | 0.79994 | 1 | 1.595e-07 | 2.004e-06 | 498997.7502 | 0.499 | 389115.805275925-487549.685017223i | -51.4065 | 1.00517769928967+0.0794209071651551i | 4.5177 | 124.0759
|  |  |  | 151 | 522.3962 | 607949.2302 | 115.6773 | 1.0086 | 0.074352 | 1.0086 | 0.074338 | 1 | 8.6913e-15 | 5.5e-15 | 1.3943e-14 | 1.2869e-14 | 1.8217e-13 | 1.8344e-13 | 8.4482e-13 | 3.9572e-11 | 6.5953e-11 | 11.8077 | 1.9746e-05 | 1.477e-09 | 0.82079 | 1 | 1.6622e-07 | 2.004e-06 | 498997.6052 | 0.499 | 369602.266464426-482697.038616134i | -52.5586 | 1.00519387809379+0.0827817560482116i | 4.7079 | 122.7335
|  |  |  | 152 | 544.5027 | 592035.3256 | 115.447 | 1.0089 | 0.07703 | 1.0089 | 0.077016 | 1 | 8.694e-15 | 5.5e-15 | 1.3943e-14 | 1.2869e-14 | 1.8217e-13 | 1.8344e-13 | 8.6251e-13 | 4.0434e-11 | 6.739e-11 | 11.714 | 2.0177e-05 | 1.5395e-09 | 0.84285 | 1 | 1.7323e-07 | 2.004e-06 | 498997.4482 | 0.499 | 350505.826715042-477128.381207665i | -53.6984 | 1.00521145514354+0.0862848221539399i | 4.9061 | 121.3955
|  |  |  | 153 | 567.5446 | 576087.3344 | 115.2098 | 1.0092 | 0.079939 | 1.0092 | 0.079923 | 1 | 8.6969e-15 | 5.5e-15 | 1.3943e-14 | 1.2869e-14 | 1.8217e-13 | 1.8344e-13 | 8.8057e-13 | 4.1315e-11 | 6.8858e-11 | 11.6204 | 2.0616e-05 | 1.6047e-09 | 0.86618 | 1 | 1.8054e-07 | 2.004e-06 | 498997.2783 | 0.499 | 331876.616839158-470886.95887076i | -54.8242 | 1.00523055127999+0.089936123052854i | 5.1125 | 120.0633
|  |  |  | 154 | 591.5616 | 560142.1464 | 114.966 | 1.0096 | 0.083096 | 1.0096 | 0.08308 | 1 | 8.7001e-15 | 5.5e-15 | 1.3943e-14 | 1.2869e-14 | 1.8217e-13 | 1.8344e-13 | 8.9901e-13 | 4.2214e-11 | 7.0356e-11 | 11.527 | 2.1065e-05 | 1.6726e-09 | 0.89084 | 1 | 1.8815e-07 | 2.004e-06 | 498997.0944 | 0.499 | 313759.224216951-464019.798538519i | -55.9344 | 1.00525129778741+0.0937419308713336i | 5.3276 | 118.7381
|  |  |  | 155 | 616.595 | 544235.6214 | 114.7157 | 1.01 | 0.086523 | 1.01 | 0.086507 | 1 | 8.7035e-15 | 5.5e-15 | 1.3943e-14 | 1.2869e-14 | 1.8217e-13 | 1.8345e-13 | 9.1784e-13 | 4.3132e-11 | 7.1886e-11 | 11.4335 | 2.1523e-05 | 1.7434e-09 | 0.91688 | 1 | 1.961e-07 | 2.004e-06 | 498996.8954 | 0.499 | 296192.411568648-456576.90140632i | -57.0276 | 1.00527383729571+0.0977087830515614i | 5.5515 | 117.421
|  |  |  | 156 | 642.6877 | 528402.2759 | 114.4593 | 1.0104 | 0.090244 | 1.0104 | 0.090227 | 1 | 8.7072e-15 | 5.5e-15 | 1.3943e-14 | 1.2869e-14 | 1.8217e-13 | 1.8345e-13 | 9.3706e-13 | 4.4069e-11 | 7.3448e-11 | 11.3402 | 2.199e-05 | 1.8172e-09 | 0.94435 | 1 | 2.0437e-07 | 2.004e-06 | 498996.68 | 0.499 | 279208.965128247-448610.431131801i | -58.1024 | 1.0052983247609+0.101843493565174i | 5.7847 | 116.1129
|  |  |  | 157 | 669.8846 | 512675.0101 | 114.1968 | 1.0109 | 0.094282 | 1.0109 | 0.094265 | 1 | 8.7113e-15 | 5.5e-15 | 1.3943e-14 | 1.2869e-14 | 1.8217e-13 | 1.8345e-13 | 9.5668e-13 | 4.5025e-11 | 7.5042e-11 | 11.2469 | 2.2468e-05 | 1.8941e-09 | 0.97332 | 1 | 2.13e-07 | 2.004e-06 | 498996.4469 | 0.499 | 262835.666020526-440173.918682232i | -59.1578 | 1.0053249285302+0.106153164599618i | 6.0276 | 114.8146
|  |  |  | 158 | 698.2324 | 497084.877 | 113.9286 | 1.0114 | 0.098666 | 1.0114 | 0.098648 | 0.99999 | 8.7157e-15 | 5.5e-15 | 1.3943e-14 | 1.2868e-14 | 1.8217e-13 | 1.8345e-13 | 9.7671e-13 | 4.6002e-11 | 7.667e-11 | 11.1537 | 2.2955e-05 | 1.9742e-09 | 1.0038 | 1 | 2.2199e-07 | 2.004e-06 | 498996.1946 | 0.499 | 247093.374956295-431321.50306819i | -60.1927 | 1.00535383149924+0.110645198736967i | 6.2805 | 113.5269
|  |  |  | 159 | 727.7798 | 481660.8947 | 113.6548 | 1.012 | 0.10342 | 1.012 | 0.1034 | 0.99999 | 8.7204e-15 | 5.5e-15 | 1.3943e-14 | 1.2868e-14 | 1.8217e-13 | 1.8345e-13 | 9.9716e-13 | 4.6999e-11 | 7.8332e-11 | 11.0606 | 2.3453e-05 | 2.0577e-09 | 1.036 | 1 | 2.3137e-07 | 2.004e-06 | 498995.9215 | 0.499 | 231997.217508219-422107.224028046i | -61.2061 | 1.00538523236921+0.115327311645766i | 6.5438 | 112.2502
|  |  |  | 160 | 758.5776 | 466429.9039 | 113.3757 | 1.0126 | 0.10859 | 1.0126 | 0.10857 | 0.99999 | 8.7256e-15 | 5.5e-15 | 1.3943e-14 | 1.2868e-14 | 1.8217e-13 | 1.8345e-13 | 1.018e-12 | 4.8017e-11 | 8.0029e-11 | 10.9675 | 2.3961e-05 | 2.1448e-09 | 1.0698 | 1 | 2.4114e-07 | 2.004e-06 | 498995.626 | 0.499 | 217556.85526043-412584.379236081i | -62.1972 | 1.00541934701261+0.12020754530731i | 6.8179 | 110.9849
|  |  |  | 161 | 790.6786 | 451416.4674 | 113.0915 | 1.0132 | 0.11419 | 1.0132 | 0.11417 | 0.99999 | 8.7312e-15 | 5.5e-15 | 1.3943e-14 | 1.2868e-14 | 1.8217e-13 | 1.8345e-13 | 1.0394e-12 | 4.9057e-11 | 8.1761e-11 | 10.8745 | 2.4479e-05 | 2.2356e-09 | 1.1054 | 1 | 2.5133e-07 | 2.004e-06 | 498995.306 | 0.499 | 203776.827024358-402804.955024442i | -63.1654 | 1.00545640995705+0.125294281798601i | 7.1033 | 109.7313
|  |  |  | 162 | 824.1381 | 436642.8106 | 112.8025 | 1.0139 | 0.12026 | 1.0139 | 0.12024 | 0.99999 | 8.7374e-15 | 5.5e-15 | 1.3943e-14 | 1.2868e-14 | 1.8217e-13 | 1.8345e-13 | 1.0611e-12 | 5.0118e-11 | 8.353e-11 | 10.7816 | 2.5009e-05 | 2.3302e-09 | 1.1428 | 1 | 2.6195e-07 | 2.004e-06 | 498994.9597 | 0.49899 | 190656.944013713-392819.136134004i | -64.1101 | 1.00549667599717+0.130596257655174i | 7.4003 | 108.4896
|  |  |  | 163 | 859.0135 | 422128.7994 | 112.5089 | 1.0147 | 0.12686 | 1.0147 | 0.12684 | 0.99999 | 8.744e-15 | 5.5e-15 | 1.3943e-14 | 1.2868e-14 | 1.8217e-13 | 1.8345e-13 | 1.0833e-12 | 5.1201e-11 | 8.5335e-11 | 10.6887 | 2.5549e-05 | 2.4288e-09 | 1.1821 | 1 | 2.7302e-07 | 2.004e-06 | 498994.5849 | 0.49899 | 178192.723267375-382674.89680136i | -65.0309 | 1.00554042194583+0.136122578837837i | 7.7094 | 107.2596
|  |  |  | 164 | 895.3648 | 407891.9521 | 112.2109 | 1.0155 | 0.13401 | 1.0155 | 0.13399 | 0.99999 | 8.7512e-15 | 5.5e-15 | 1.3943e-14 | 1.2868e-14 | 1.8217e-13 | 1.8345e-13 | 1.106e-12 | 5.2307e-11 | 8.7179e-11 | 10.5959 | 2.6101e-05 | 2.5316e-09 | 1.2233 | 1 | 2.8456e-07 | 2.004e-06 | 498994.179 | 0.49899 | 166375.844569411-372417.672665015i | -65.9275 | 1.00558794853666+0.141882736328421i | 8.0311 | 106.0414
|  |  |  | 165 | 933.2543 | 393947.4806 | 111.9088 | 1.0165 | 0.14177 | 1.0165 | 0.14174 | 0.99999 | 8.759e-15 | 5.4999e-15 | 1.3943e-14 | 1.2868e-14 | 1.8217e-13 | 1.8345e-13 | 1.1292e-12 | 5.3436e-11 | 8.9061e-11 | 10.5031 | 2.6665e-05 | 2.6387e-09 | 1.2667 | 1 | 2.9658e-07 | 2.004e-06 | 498993.7396 | 0.49899 | 155194.617500329-362090.110606815i | -66.7997 | 1.00563958249077+0.147886622380525i | 8.3658 | 104.8345
|  |  |  | 166 | 972.7472 | 380308.3577 | 111.6027 | 1.0174 | 0.15018 | 1.0174 | 0.15015 | 0.99999 | 8.7675e-15 | 5.4999e-15 | 1.3943e-14 | 1.2868e-14 | 1.8217e-13 | 1.8345e-13 | 1.1528e-12 | 5.4589e-11 | 9.0982e-11 | 10.4104 | 2.724e-05 | 2.7504e-09 | 1.3121 | 1 | 3.0912e-07 | 2.004e-06 | 498993.2639 | 0.49899 | 144634.446923171-351731.891767578i | -67.6472 | 1.00569567876222+0.154144547452364i | 8.714 | 103.6388
|  |  |  | 167 | 1013.9114 | 366985.4044 | 111.293 | 1.0185 | 0.1593 | 1.0185 | 0.15927 | 0.99999 | 8.7767e-15 | 5.4999e-15 | 1.3943e-14 | 1.2868e-14 | 1.8217e-13 | 1.8345e-13 | 1.177e-12 | 5.5766e-11 | 9.2944e-11 | 10.3178 | 2.7827e-05 | 2.8668e-09 | 1.3597 | 1 | 3.2219e-07 | 2.004e-06 | 498992.7488 | 0.49899 | 134678.287033876-341379.621587899i | -68.4702 | 1.00575662297721+0.16066725784982i | 9.0762 | 102.4536
|  |  |  | 168 | 1056.8175 | 353987.3952 | 110.9798 | 1.0197 | 0.16918 | 1.0197 | 0.16916 | 0.99999 | 8.7867e-15 | 5.4999e-15 | 1.3943e-14 | 1.2868e-14 | 1.8217e-13 | 1.8345e-13 | 1.2016e-12 | 5.6968e-11 | 9.4947e-11 | 10.2252 | 2.8427e-05 | 2.9881e-09 | 1.4096 | 1 | 3.3581e-07 | 2.004e-06 | 498992.191 | 0.49899 | 125307.075975529-331066.779798264i | -69.2686 | 1.00582283408412+0.167465954108913i | 9.4528 | 101.2786
|  |  |  | 169 | 1101.5393 | 341321.1755 | 110.6633 | 1.0209 | 0.1799 | 1.0209 | 0.17987 | 0.99999 | 8.7975e-15 | 5.4999e-15 | 1.3943e-14 | 1.2868e-14 | 1.8217e-13 | 1.8345e-13 | 1.2268e-12 | 5.8195e-11 | 9.6991e-11 | 10.1327 | 2.9039e-05 | 3.1145e-09 | 1.4619 | 1 | 3.5001e-07 | 2.004e-06 | 498991.5869 | 0.49899 | 116500.144839409-320823.722769695i | -70.0426 | 1.00589476723231+0.174552310148029i | 9.8445 | 100.1129
|  |  |  | 170 | 1148.1536 | 328991.788 | 110.3437 | 1.0223 | 0.19151 | 1.0223 | 0.19148 | 0.99999 | 8.8093e-15 | 5.4999e-15 | 1.3943e-14 | 1.2868e-14 | 1.8217e-13 | 1.8345e-13 | 1.2525e-12 | 5.9447e-11 | 9.9079e-11 | 10.0402 | 2.9664e-05 | 3.2463e-09 | 1.5167 | 1 | 3.6481e-07 | 2.004e-06 | 498990.9327 | 0.49899 | 108235.596582667-310677.730478161i | -70.7924 | 1.00597291689959+0.181938493221415i | 10.2516 | 98.956
|  |  |  | 171 | 1196.7405 | 317002.6056 | 110.0213 | 1.0238 | 0.20409 | 1.0238 | 0.20406 | 0.99998 | 8.8221e-15 | 5.4999e-15 | 1.3943e-14 | 1.2868e-14 | 1.8217e-13 | 1.8345e-13 | 1.2787e-12 | 6.0726e-11 | 1.0121e-10 | 9.9478 | 3.0302e-05 | 3.3837e-09 | 1.5741 | 1 | 3.8023e-07 | 2.004e-06 | 498990.224 | 0.49899 | 100490.651934361-300653.090468348i | -71.5182 | 1.00605782028973+0.189637184706609i | 10.6747 | 97.807
|  |  |  | 172 | 1247.3835 | 305355.4662 | 109.6961 | 1.0254 | 0.21771 | 1.0254 | 0.21768 | 0.99998 | 8.8359e-15 | 5.4999e-15 | 1.3943e-14 | 1.2868e-14 | 1.8217e-13 | 1.8345e-13 | 1.3055e-12 | 6.2031e-11 | 1.0339e-10 | 9.8554 | 3.0954e-05 | 3.5269e-09 | 1.6341 | 1 | 3.9631e-07 | 2.004e-06 | 498989.4565 | 0.49899 | 93241.960708933-290771.211560028i | -72.2204 | 1.00615006102337+0.197661601759734i | 11.1144 | 96.6651
|  |  |  | 173 | 1300.1696 | 294050.8087 | 109.3684 | 1.0271 | 0.23247 | 1.0271 | 0.23244 | 0.99998 | 8.8509e-15 | 5.4999e-15 | 1.3942e-14 | 1.2868e-14 | 1.8217e-13 | 1.8345e-13 | 1.3328e-12 | 6.3364e-11 | 1.0561e-10 | 9.7631 | 3.1619e-05 | 3.6761e-09 | 1.6969 | 1 | 4.1307e-07 | 2.004e-06 | 498988.625 | 0.49899 | 86465.8780855621-281050.760561958i | -72.8994 | 1.00625027314753+0.206025519873806i | 11.5711 | 95.5295
|  |  |  | 174 | 1355.1894 | 283087.8068 | 109.0384 | 1.029 | 0.24844 | 1.029 | 0.24841 | 0.99998 | 8.8672e-15 | 5.4999e-15 | 1.3942e-14 | 1.2868e-14 | 1.8217e-13 | 1.8345e-13 | 1.3607e-12 | 6.4725e-11 | 1.0787e-10 | 9.6708 | 3.2298e-05 | 3.8317e-09 | 1.7627 | 1 | 4.3054e-07 | 2.004e-06 | 498987.7242 | 0.49899 | 80138.7063429335-271507.815888631i | -73.5554 | 1.00635914549142+0.214743296376493i | 12.0455 | 94.3991
|  |  |  | 175 | 1412.5375 | 272464.4991 | 108.7062 | 1.0311 | 0.26573 | 1.0311 | 0.26569 | 0.99998 | 8.8849e-15 | 5.4999e-15 | 1.3942e-14 | 1.2868e-14 | 1.8217e-13 | 1.8345e-13 | 1.3892e-12 | 6.6114e-11 | 1.1019e-10 | 9.5786 | 3.2991e-05 | 3.9939e-09 | 1.8314 | 1 | 4.4875e-07 | 2.0041e-06 | 498986.7482 | 0.49899 | 74236.9032710112-262156.032667077i | -74.189 | 1.0064774263981+0.223829894905102i | 12.5379 | 93.273
|  |  |  | 176 | 1472.3125 | 262177.9148 | 108.3719 | 1.0333 | 0.28443 | 1.0333 | 0.2844 | 0.99998 | 8.9041e-15 | 5.4999e-15 | 1.3942e-14 | 1.2868e-14 | 1.8217e-13 | 1.8345e-13 | 1.4183e-12 | 6.7533e-11 | 1.1255e-10 | 9.4864 | 3.3699e-05 | 4.1629e-09 | 1.9032 | 1 | 4.6774e-07 | 2.0041e-06 | 498985.6907 | 0.49899 | 68737.2590307797-253006.814634933i | -74.8007 | 1.0066059288647+0.23330091089784i | 13.049 | 92.1503
|  |  |  | 177 | 1534.617 | 252224.1932 | 108.0357 | 1.0357 | 0.30466 | 1.0357 | 0.30462 | 0.99997 | 8.9248e-15 | 5.4999e-15 | 1.3942e-14 | 1.2868e-14 | 1.8217e-13 | 1.8345e-13 | 1.448e-12 | 6.8981e-11 | 1.1497e-10 | 9.3942 | 3.4421e-05 | 4.339e-09 | 1.9783 | 1 | 4.8752e-07 | 2.0041e-06 | 498984.5448 | 0.49898 | 63617.0436199754-244069.488836744i | -75.3908 | 1.00674553612621+0.243172598141822i | 13.5793 | 91.0299
|  |  |  | 178 | 1599.558 | 242598.6961 | 107.6978 | 1.0383 | 0.32653 | 1.0383 | 0.32649 | 0.99997 | 8.9473e-15 | 5.4998e-15 | 1.3942e-14 | 1.2868e-14 | 1.8217e-13 | 1.8345e-13 | 1.4784e-12 | 7.0459e-11 | 1.1743e-10 | 9.3021 | 3.5159e-05 | 4.5226e-09 | 2.0568 | 1 | 5.0814e-07 | 2.0041e-06 | 498983.3029 | 0.49898 | 58854.1273500524-235351.479799716i | -75.96 | 1.00689720772115+0.253461896419605i | 14.1293 | 89.9107
|  |  |  | 179 | 1667.2472 | 233296.1141 | 107.3582 | 1.0411 | 0.35017 | 1.0411 | 0.35013 | 0.99997 | 8.9717e-15 | 5.4998e-15 | 1.3942e-14 | 1.2868e-14 | 1.8217e-13 | 1.8345e-13 | 1.5093e-12 | 7.1968e-11 | 1.1995e-10 | 9.2101 | 3.5912e-05 | 4.714e-09 | 2.1388 | 1 | 5.2964e-07 | 2.0041e-06 | 498981.957 | 0.49898 | 54427.0768699683-226858.480496892i | -76.5088 | 1.00706198608064+0.264186460297466i | 14.6994 | 88.7918
|  |  |  | 180 | 1737.8008 | 224310.5644 | 107.017 | 1.0442 | 0.3757 | 1.0442 | 0.37566 | 0.99997 | 8.9981e-15 | 5.4998e-15 | 1.3942e-14 | 1.2868e-14 | 1.8217e-13 | 1.8345e-13 | 1.5409e-12 | 7.3509e-11 | 1.2252e-10 | 9.1181 | 3.6681e-05 | 4.9135e-09 | 2.2245 | 1 | 5.5204e-07 | 2.0041e-06 | 498980.4982 | 0.49898 | 50315.2293078753-218594.617974851i | -77.0377 | 1.00724100368593+0.275364689099986i | 15.2902 | 87.6721
|  |  |  | 181 | 1811.3401 | 215635.6813 | 106.6744 | 1.0475 | 0.40327 | 1.0475 | 0.40323 | 0.99996 | 9.0267e-15 | 5.4998e-15 | 1.3942e-14 | 1.2868e-14 | 1.8216e-13 | 1.8345e-13 | 1.5732e-12 | 7.5082e-11 | 1.2514e-10 | 9.0261 | 3.7466e-05 | 5.1214e-09 | 2.314 | 1 | 5.754e-07 | 2.0041e-06 | 498978.917 | 0.49898 | 46498.7470628962-210562.612029004i | -77.5472 | 1.00743549084338+0.287015758116934i | 15.9021 | 86.5507
|  |  |  | 182 | 1887.9913 | 207264.6996 | 106.3305 | 1.0511 | 0.43303 | 1.0511 | 0.43298 | 0.99996 | 9.0577e-15 | 5.4998e-15 | 1.3942e-14 | 1.2868e-14 | 1.8216e-13 | 1.8346e-13 | 1.6062e-12 | 7.6689e-11 | 1.2781e-10 | 8.9342 | 3.8268e-05 | 5.3382e-09 | 2.4074 | 1 | 5.9974e-07 | 2.0041e-06 | 498977.2028 | 0.49898 | 42958.655684071-202763.925750831i | -78.0379 | 1.00764678412995+0.299159651089818i | 16.5356 | 85.4265
|  |  |  | 183 | 1967.8863 | 199190.5297 | 105.9854 | 1.055 | 0.46513 | 1.055 | 0.46508 | 0.99996 | 9.0912e-15 | 5.4998e-15 | 1.3942e-14 | 1.2868e-14 | 1.8216e-13 | 1.8346e-13 | 1.6398e-12 | 7.8328e-11 | 1.3055e-10 | 8.8423 | 3.9086e-05 | 5.5641e-09 | 2.505 | 1 | 6.2511e-07 | 2.0041e-06 | 498975.3445 | 0.49898 | 39676.8671381543-195198.907149235i | -78.5104 | 1.007876335567+0.311817194026822i | 17.191 | 84.2986
|  |  |  | 184 | 2051.1622 | 191405.827 | 105.6391 | 1.0592 | 0.49973 | 1.0592 | 0.49968 | 0.99995 | 9.1275e-15 | 5.4997e-15 | 1.3942e-14 | 1.2868e-14 | 1.8216e-13 | 1.8346e-13 | 1.6742e-12 | 8.0003e-11 | 1.3334e-10 | 8.7505 | 3.9921e-05 | 5.7995e-09 | 2.6069 | 1 | 6.5156e-07 | 2.0041e-06 | 498973.3298 | 0.49897 | 36636.1906055233-187866.921365734i | -78.9652 | 1.00812572258506+0.325010090396251i | 17.8688 | 83.166
|  |  |  | 185 | 2137.9621 | 183903.0526 | 105.2918 | 1.0638 | 0.53702 | 1.0638 | 0.53697 | 0.99995 | 9.1668e-15 | 5.4997e-15 | 1.3942e-14 | 1.2868e-14 | 1.8216e-13 | 1.8346e-13 | 1.7092e-12 | 8.1712e-11 | 1.3619e-10 | 8.6587 | 4.0774e-05 | 6.0449e-09 | 2.7132 | 1 | 6.7912e-07 | 2.0041e-06 | 498971.1453 | 0.49897 | 33820.3327650708-180766.473265179i | -79.4028 | 1.00839665884741+0.338760957749837i | 18.5693 | 82.0279
|  |  |  | 186 | 2228.4351 | 176674.5294 | 104.9435 | 1.0687 | 0.57716 | 1.0687 | 0.57711 | 0.99995 | 9.2092e-15 | 5.4997e-15 | 1.3942e-14 | 1.2868e-14 | 1.8216e-13 | 1.8346e-13 | 1.745e-12 | 8.3457e-11 | 1.3909e-10 | 8.5669 | 4.1645e-05 | 6.3008e-09 | 2.8242 | 1 | 7.0786e-07 | 2.0041e-06 | 498968.7765 | 0.49897 | 31213.8893433467-173895.320395369i | -79.8239 | 1.00869100600655+0.353093365828594i | 19.2927 | 80.8835
|  |  |  | 187 | 2322.7368 | 169712.4908 | 104.5943 | 1.074 | 0.62037 | 1.074 | 0.62031 | 0.99994 | 9.2551e-15 | 5.4997e-15 | 1.3942e-14 | 1.2868e-14 | 1.8216e-13 | 1.8346e-13 | 1.7816e-12 | 8.5238e-11 | 1.4206e-10 | 8.4752 | 4.2534e-05 | 6.5674e-09 | 2.9401 | 1 | 7.378e-07 | 2.0041e-06 | 498966.2078 | 0.49897 | 28802.329517226-167250.576476158i | -80.2289 | 1.00901078647344+0.368031876205051i | 20.0392 | 79.7319
|  |  |  | 188 | 2421.029 | 163009.1242 | 104.2442 | 1.0798 | 0.66682 | 1.0798 | 0.66676 | 0.99994 | 9.3048e-15 | 5.4996e-15 | 1.3942e-14 | 1.2868e-14 | 1.8216e-13 | 1.8346e-13 | 1.8189e-12 | 8.7057e-11 | 1.451e-10 | 8.3835 | 4.3442e-05 | 6.8453e-09 | 3.061 | 1 | 7.6902e-07 | 2.0041e-06 | 498963.4222 | 0.49896 | 26571.9745781488-160828.805707084i | -80.6184 | 1.00935819728667+0.38360208351683i | 20.8091 | 78.5725
|  |  |  | 189 | 2523.4808 | 156556.6099 | 103.8934 | 1.086 | 0.71672 | 1.086 | 0.71666 | 0.99993 | 9.3584e-15 | 5.4996e-15 | 1.3942e-14 | 1.2868e-14 | 1.8216e-13 | 1.8347e-13 | 1.857e-12 | 8.8914e-11 | 1.4819e-10 | 8.2918 | 4.4368e-05 | 7.135e-09 | 3.1871 | 1 | 8.0156e-07 | 2.0041e-06 | 498960.401 | 0.49896 | 24509.9720931709-154626.108277881i | -80.9929 | 1.0097356251758+0.399830658347476i | 21.6024 | 77.4047
|  |  |  | 190 | 2630.268 | 150347.1537 | 103.5419 | 1.0927 | 0.7703 | 1.0927 | 0.77024 | 0.99992 | 9.4163e-15 | 5.4996e-15 | 1.3942e-14 | 1.2868e-14 | 1.8216e-13 | 1.8347e-13 | 1.8959e-12 | 9.081e-11 | 1.5135e-10 | 8.2002 | 4.5314e-05 | 7.4369e-09 | 3.3187 | 1 | 8.3547e-07 | 2.0042e-06 | 498957.1242 | 0.49896 | 22604.2666361831-148638.197533553i | -81.353 | 1.01014566292141+0.416745391811413i | 22.4191 | 76.228
|  |  |  | 191 | 2741.5742 | 144373.0169 | 103.1897 | 1.1 | 0.82777 | 1.1 | 0.8277 | 0.99992 | 9.4788e-15 | 5.4995e-15 | 1.3942e-14 | 1.2867e-14 | 1.8216e-13 | 1.8347e-13 | 1.9356e-12 | 9.2746e-11 | 1.5458e-10 | 8.1086 | 4.628e-05 | 7.7516e-09 | 3.456 | 1 | 8.7082e-07 | 2.0042e-06 | 498953.5699 | 0.49895 | 20843.5680132549-142860.469289904i | -81.699 | 1.01059112712286+0.434375241900475i | 23.2591 | 75.0418
|  |  |  | 192 | 2857.5905 | 138626.5406 | 102.8369 | 1.1078 | 0.88935 | 1.1078 | 0.88928 | 0.99991 | 9.5462e-15 | 5.4995e-15 | 1.3941e-14 | 1.2867e-14 | 1.8215e-13 | 1.8347e-13 | 1.9762e-12 | 9.4722e-11 | 1.5787e-10 | 8.017 | 4.7266e-05 | 8.0796e-09 | 3.5992 | 1 | 9.0767e-07 | 2.0042e-06 | 498949.7145 | 0.49895 | 19217.3177698821-137288.063820616i | -82.0316 | 1.01107507749444+0.452750381650082i | 24.1224 | 73.846
|  |  |  | 193 | 2978.5164 | 133100.1677 | 102.4836 | 1.1163 | 0.95528 | 1.1162 | 0.95521 | 0.9999 | 9.619e-15 | 5.4995e-15 | 1.3941e-14 | 1.2867e-14 | 1.8215e-13 | 1.8347e-13 | 2.0176e-12 | 9.674e-11 | 1.6123e-10 | 7.9255 | 4.8273e-05 | 8.4216e-09 | 3.7487 | 1 | 9.4607e-07 | 2.0042e-06 | 498945.5321 | 0.49895 | 17715.6546451993-131915.921047049i | -82.3512 | 1.01160083782056+0.471902249183337i | 25.0086 | 72.6402
|  |  |  | 194 | 3104.5596 | 127786.4607 | 102.1297 | 1.1254 | 1.0258 | 1.1253 | 1.0257 | 0.99989 | 9.6974e-15 | 5.4994e-15 | 1.3941e-14 | 1.2867e-14 | 1.8215e-13 | 1.8348e-13 | 2.0599e-12 | 9.88e-11 | 1.6467e-10 | 7.834 | 4.9301e-05 | 8.7779e-09 | 3.9045 | 1 | 9.8611e-07 | 2.0042e-06 | 498940.9949 | 0.49894 | 16329.3795287088-126738.8294601i | -82.6583 | 1.01217201871198+0.491863599691348i | 25.9174 | 71.4243
|  |  |  | 195 | 3235.9366 | 122678.1169 | 101.7753 | 1.1352 | 1.1011 | 1.1351 | 1.101 | 0.99988 | 9.7818e-15 | 5.4994e-15 | 1.3941e-14 | 1.2867e-14 | 1.8215e-13 | 1.8348e-13 | 2.103e-12 | 1.009e-10 | 1.6817e-10 | 7.7425 | 5.035e-05 | 9.1494e-09 | 4.0671 | 1 | 1.0278e-06 | 2.0042e-06 | 498936.0725 | 0.49894 | 15049.92037824-121751.469292361i | -82.9533 | 1.01279254231675+0.512668559407761i | 26.8482 | 70.1985
|  |  |  | 196 | 3372.8731 | 117767.9815 | 101.4205 | 1.1457 | 1.1815 | 1.1457 | 1.1814 | 0.99987 | 9.8727e-15 | 5.4993e-15 | 1.3941e-14 | 1.2867e-14 | 1.8215e-13 | 1.8348e-13 | 2.1471e-12 | 1.0305e-10 | 1.7175e-10 | 7.651 | 5.1422e-05 | 9.5366e-09 | 4.2366 | 1 | 1.0713e-06 | 2.0043e-06 | 498930.7318 | 0.49893 | 13869.2974729525-116948.450441035i | -83.2367 | 1.0134666691528+0.534352681634795i | 27.8005 | 68.9628
|  |  |  | 197 | 3515.6044 | 113049.0571 | 101.0653 | 1.1571 | 1.2671 | 1.1571 | 1.2671 | 0.99986 | 9.9706e-15 | 5.4992e-15 | 1.3941e-14 | 1.2867e-14 | 1.8215e-13 | 1.8349e-13 | 2.1921e-12 | 1.0524e-10 | 1.754e-10 | 7.5596 | 5.2516e-05 | 9.9401e-09 | 4.4134 | 1 | 1.1167e-06 | 2.0043e-06 | 498924.9372 | 0.49892 | 12780.0893013366-112324.345619222i | -83.5089 | 1.01419902724287+0.556953004876881i | 28.7736 | 67.7175
|  |  |  | 198 | 3664.3757 | 108514.512 | 100.7098 | 1.1693 | 1.3583 | 1.1693 | 1.3582 | 0.99985 | 1.0076e-14 | 5.4992e-15 | 1.3941e-14 | 1.2867e-14 | 1.8214e-13 | 1.8349e-13 | 2.238e-12 | 1.0748e-10 | 1.7913e-10 | 7.4682 | 5.3632e-05 | 1.0361e-08 | 4.5977 | 1 | 1.1639e-06 | 2.0043e-06 | 498918.6496 | 0.49892 | 11775.3993204249-107873.719187156i | -83.7703 | 1.01499464374788+0.580508113136424i | 29.7666 | 66.4631
|  |  |  | 199 | 3819.4427 | 104157.687 | 100.3538 | 1.1824 | 1.4553 | 1.1824 | 1.4552 | 0.99984 | 1.0189e-14 | 5.4991e-15 | 1.394e-14 | 1.2866e-14 | 1.8214e-13 | 1.8349e-13 | 2.285e-12 | 1.0976e-10 | 1.8294e-10 | 7.3769 | 5.4773e-05 | 1.0799e-08 | 4.79 | 1 | 1.2132e-06 | 2.0043e-06 | 498911.827 | 0.49891 | 10848.8237678233-103591.152086836i | -84.0214 | 1.01585897931111+0.605058198423879i | 30.7786 | 65.2001
|  |  |  | 200 | 3981.0717 | 99972.0994 | 99.9976 | 1.1965 | 1.5582 | 1.1965 | 1.5581 | 0.99982 | 1.031e-14 | 5.499e-15 | 1.394e-14 | 1.2866e-14 | 1.8214e-13 | 1.835e-13 | 2.3329e-12 | 1.121e-10 | 1.8683e-10 | 7.2855 | 5.5937e-05 | 1.1256e-08 | 4.9905 | 1 | 1.2645e-06 | 2.0044e-06 | 498904.4233 | 0.4989 | 9994.42066175735-99471.2632743406i | -84.2624 | 1.01679796534323+0.630645125531421i | 31.8083 | 63.9293
|  |  |  | 201 | 4149.5404 | 95951.4465 | 99.641 | 1.2116 | 1.6673 | 1.2116 | 1.6672 | 0.99981 | 1.0441e-14 | 5.499e-15 | 1.394e-14 | 1.2866e-14 | 1.8214e-13 | 1.835e-13 | 2.3818e-12 | 1.1448e-10 | 1.908e-10 | 7.1942 | 5.7125e-05 | 1.1733e-08 | 5.1995 | 1 | 1.318e-06 | 2.0044e-06 | 498896.389 | 0.4989 | 9206.68008518927-95508.7280147644i | -84.4939 | 1.01781804449763+0.657312499115736i | 32.8546 | 62.6515
|  |  |  | 202 | 4325.1383 | 92089.6075 | 99.2842 | 1.2278 | 1.7828 | 1.2278 | 1.7827 | 0.99979 | 1.058e-14 | 5.4989e-15 | 1.394e-14 | 1.2866e-14 | 1.8213e-13 | 1.8351e-13 | 2.4317e-12 | 1.1691e-10 | 1.9485e-10 | 7.103 | 5.8339e-05 | 1.2229e-08 | 5.4175 | 1 | 1.3738e-06 | 2.0044e-06 | 498887.6698 | 0.49889 | 8480.49581732823-91698.2933757249i | -84.7162 | 1.01892621460572+0.685105733130765i | 33.9161 | 61.3677
|  |  |  | 203 | 4508.167 | 88380.6446 | 98.9271 | 1.2452 | 1.9049 | 1.2452 | 1.9048 | 0.99978 | 1.073e-14 | 5.4988e-15 | 1.394e-14 | 1.2866e-14 | 1.8213e-13 | 1.8351e-13 | 2.4827e-12 | 1.1939e-10 | 1.9899e-10 | 7.0117 | 5.9578e-05 | 1.2747e-08 | 5.6447 | 1 | 1.4319e-06 | 2.0045e-06 | 498878.2071 | 0.49888 | 7811.13834872323-88034.7912272207i | -84.9295 | 1.02013007636463+0.714072122645554i | 34.9913 | 60.0791
|  |  |  | 204 | 4698.9411 | 84818.8027 | 98.5698 | 1.2638 | 2.0338 | 1.2638 | 2.0336 | 0.99976 | 1.0891e-14 | 5.4987e-15 | 1.3939e-14 | 1.2865e-14 | 1.8213e-13 | 1.8352e-13 | 2.5348e-12 | 1.2193e-10 | 2.0321e-10 | 6.9205 | 6.0842e-05 | 1.3286e-08 | 5.8816 | 1 | 1.4925e-06 | 2.0045e-06 | 498867.9371 | 0.49887 | 7194.22929387443-84513.1490286665i | -85.1344 | 1.0214378850934+0.744260918075382i | 36.0786 | 58.787
|  |  |  | 205 | 4897.7882 | 81398.5086 | 98.2123 | 1.2837 | 2.1695 | 1.2837 | 2.1694 | 0.99973 | 1.1062e-14 | 5.4985e-15 | 1.3939e-14 | 1.2865e-14 | 1.8212e-13 | 1.8352e-13 | 2.5879e-12 | 1.2452e-10 | 2.0753e-10 | 6.8292 | 6.2134e-05 | 1.3848e-08 | 6.1286 | 1 | 1.5556e-06 | 2.0045e-06 | 498856.7905 | 0.49886 | 6625.71719723645-81128.3986582917i | -85.331 | 1.02285860689988+0.775723401846038i | 37.1762 | 57.4927
|  |  |  | 206 | 5105.05 | 78114.3694 | 97.8546 | 1.305 | 2.3124 | 1.305 | 2.3122 | 0.99971 | 1.1246e-14 | 5.4984e-15 | 1.3939e-14 | 1.2865e-14 | 1.8212e-13 | 1.8353e-13 | 2.6422e-12 | 1.2716e-10 | 2.1193e-10 | 6.7381 | 6.3452e-05 | 1.4434e-08 | 6.3861 | 1 | 1.6215e-06 | 2.0046e-06 | 498844.6923 | 0.49884 | 6101.85471404101-77875.6835160357i | -85.5198 | 1.02440197962826+0.808512967501206i | 38.2824 | 56.1978
|  |  |  | 207 | 5321.0826 | 74961.1709 | 97.4967 | 1.3278 | 2.4624 | 1.3277 | 2.4623 | 0.99969 | 1.1441e-14 | 5.4983e-15 | 1.3938e-14 | 1.2865e-14 | 1.8211e-13 | 1.8354e-13 | 2.6977e-12 | 1.2986e-10 | 2.1643e-10 | 6.6469 | 6.4798e-05 | 1.5045e-08 | 6.6546 | 1 | 1.6901e-06 | 2.0046e-06 | 498831.5607 | 0.49883 | 5619.17713599117-74750.2641086005i | -85.701 | 1.02607857898716+0.842685201251182i | 39.3952 | 54.9038
|  |  |  | 208 | 5546.2571 | 71933.874 | 97.1387 | 1.352 | 2.6197 | 1.352 | 2.6196 | 0.99966 | 1.1651e-14 | 5.4981e-15 | 1.3938e-14 | 1.2864e-14 | 1.8211e-13 | 1.8355e-13 | 2.7543e-12 | 1.3261e-10 | 2.2102e-10 | 6.5557 | 6.6173e-05 | 1.5682e-08 | 6.9345 | 1 | 1.7616e-06 | 2.0047e-06 | 498817.307 | 0.49882 | 5174.48222310647-71747.5223044617i | -85.8749 | 1.02789989029053+0.87829796594737i | 40.5125 | 53.6126
|  |  |  | 209 | 5780.9605 | 69027.6126 | 96.7805 | 1.3779 | 2.7844 | 1.3779 | 2.7842 | 0.99963 | 1.1874e-14 | 5.498e-15 | 1.3938e-14 | 1.2864e-14 | 1.821e-13 | 1.8356e-13 | 2.8121e-12 | 1.3542e-10 | 2.257e-10 | 6.4646 | 6.7576e-05 | 1.6345e-08 | 7.2262 | 1 | 1.8361e-06 | 2.0047e-06 | 498801.8352 | 0.4988 | 4764.81129642529-68862.9644274391i | -86.0419 | 1.02987838627795+0.915411487450871i | 41.6324 | 52.3257
|  |  |  | 210 | 6025.5959 | 66237.6897 | 96.4221 | 1.4055 | 2.9565 | 1.4054 | 2.9563 | 0.9996 | 1.2111e-14 | 5.4978e-15 | 1.3937e-14 | 1.2863e-14 | 1.821e-13 | 1.8357e-13 | 2.8711e-12 | 1.3829e-10 | 2.3049e-10 | 6.3735 | 6.9009e-05 | 1.7037e-08 | 7.5303 | 1 | 1.9138e-06 | 2.0048e-06 | 498785.0405 | 0.49879 | 4387.43154152414-66092.2233397589i | -86.2021 | 1.0320276115181+0.954088443344655i | 42.7528 | 51.0452
|  |  |  | 211 | 6280.5836 | 63559.5742 | 96.0636 | 1.4348 | 3.136 | 1.4348 | 3.1358 | 0.99956 | 1.2364e-14 | 5.4976e-15 | 1.3937e-14 | 1.2863e-14 | 1.8209e-13 | 1.8358e-13 | 2.9314e-12 | 1.4123e-10 | 2.3538e-10 | 6.2824 | 7.0471e-05 | 1.7758e-08 | 7.8474 | 1 | 1.9948e-06 | 2.0049e-06 | 498766.8095 | 0.49877 | 4039.8194695976-63431.0596494388i | -86.3558 | 1.03436227393893+0.994394053916959i | 43.8714 | 49.7728
|  |  |  | 212 | 6546.3617 | 60988.8964 | 95.705 | 1.466 | 3.3229 | 1.466 | 3.3227 | 0.99953 | 1.2633e-14 | 5.4974e-15 | 1.3936e-14 | 1.2862e-14 | 1.8208e-13 | 1.8359e-13 | 2.993e-12 | 1.4422e-10 | 2.4036e-10 | 6.1913 | 7.1965e-05 | 1.8509e-08 | 8.1778 | 1 | 2.0792e-06 | 2.005e-06 | 498747.019 | 0.49875 | 3719.64548087173-60875.3621621125i | -86.5034 | 1.03689834407004+1.03639617531828i | 44.9861 | 48.5105
|  |  |  | 213 | 6823.3869 | 58521.4446 | 95.3463 | 1.4992 | 3.5173 | 1.4992 | 3.517 | 0.99949 | 1.2919e-14 | 5.4972e-15 | 1.3936e-14 | 1.2862e-14 | 1.8208e-13 | 1.836e-13 | 3.0559e-12 | 1.4727e-10 | 2.4546e-10 | 6.1002 | 7.349e-05 | 1.9293e-08 | 8.5223 | 1 | 2.1672e-06 | 2.005e-06 | 498725.5352 | 0.49873 | 3424.75947418452-58421.1476841092i | -86.6451 | 1.03965316262867+1.08016539476512i | 46.0949 | 47.2601
|  |  |  | 214 | 7112.1351 | 56153.1606 | 94.9875 | 1.5344 | 3.7189 | 1.5344 | 3.7187 | 0.99944 | 1.3222e-14 | 5.4969e-15 | 1.3935e-14 | 1.2861e-14 | 1.8207e-13 | 1.8361e-13 | 3.1201e-12 | 1.5039e-10 | 2.5066e-10 | 6.0092 | 7.5047e-05 | 2.0109e-08 | 8.8813 | 1 | 2.2589e-06 | 2.0051e-06 | 498702.2128 | 0.4987 | 3153.17744644856-56064.5602715278i | -86.781 | 1.04264555712828+1.12577512762999i | 47.1954 | 46.0236
|  |  |  | 215 | 7413.1024 | 53880.1357 | 94.6286 | 1.5718 | 3.9279 | 1.5717 | 3.9277 | 0.99939 | 1.3544e-14 | 5.4967e-15 | 1.3934e-14 | 1.2861e-14 | 1.8206e-13 | 1.8363e-13 | 3.1857e-12 | 1.5358e-10 | 2.5597e-10 | 5.9182 | 7.6636e-05 | 2.096e-08 | 9.2555 | 1 | 2.3545e-06 | 2.0052e-06 | 498676.8942 | 0.49868 | 2903.06902625649-53801.8700091854i | -86.9114 | 1.04589596824032+1.17330171621874i | 48.2858 | 44.8028
|  |  |  | 216 | 7726.8059 | 51698.6062 | 94.2696 | 1.6114 | 4.144 | 1.6113 | 4.1438 | 0.99934 | 1.3885e-14 | 5.4964e-15 | 1.3934e-14 | 1.286e-14 | 1.8205e-13 | 1.8364e-13 | 3.2526e-12 | 1.5683e-10 | 2.6139e-10 | 5.8272 | 7.8259e-05 | 2.1847e-08 | 9.6455 | 1 | 2.4542e-06 | 2.0053e-06 | 498649.408 | 0.49865 | 2672.74588694987-51629.4713935139i | -87.0366 | 1.04942658669406+1.2228245299916i | 49.3638 | 43.5996
|  |  |  | 217 | 8053.7844 | 49604.9492 | 93.9105 | 1.6533 | 4.3672 | 1.6533 | 4.3669 | 0.99928 | 1.4247e-14 | 5.4961e-15 | 1.3933e-14 | 1.2859e-14 | 1.8204e-13 | 1.8366e-13 | 3.3211e-12 | 1.6015e-10 | 2.6692e-10 | 5.7361 | 7.9917e-05 | 2.2772e-08 | 10.0521 | 1 | 2.558e-06 | 2.0054e-06 | 498619.5684 | 0.49862 | 2460.650985936-49543.8813847019i | -87.1567 | 1.05326150155666+1.27442606693436i | 50.4276 | 42.4157
|  |  |  | 218 | 8394.5999 | 47595.6782 | 93.5514 | 1.6977 | 4.5973 | 1.6977 | 4.597 | 0.99922 | 1.4629e-14 | 5.4957e-15 | 1.3932e-14 | 1.2859e-14 | 1.8203e-13 | 1.8368e-13 | 3.391e-12 | 1.6354e-10 | 2.7257e-10 | 5.6452 | 8.1609e-05 | 2.3735e-08 | 10.4758 | 1 | 2.6663e-06 | 2.0056e-06 | 498587.1736 | 0.49859 | 2265.34857879857-47541.7371854995i | -87.2719 | 1.05742686079667+1.32819205572765i | 51.4753 | 41.2528
|  |  |  | 219 | 8749.8378 | 45667.4387 | 93.1921 | 1.7446 | 4.8341 | 1.7446 | 4.8338 | 0.99915 | 1.5033e-14 | 5.4953e-15 | 1.3931e-14 | 1.2858e-14 | 1.8202e-13 | 1.837e-13 | 3.4623e-12 | 1.6701e-10 | 2.7834e-10 | 5.5542 | 8.3336e-05 | 2.474e-08 | 10.9173 | 1 | 2.7791e-06 | 2.0057e-06 | 498552.0047 | 0.49855 | 2085.51495872958-45619.7937970624i | -87.3825 | 1.0619510450974+1.38421155829671i | 52.505 | 40.1125
|  |  |  | 220 | 9120.1084 | 43817.0044 | 92.8329 | 1.7942 | 5.0775 | 1.7941 | 5.0772 | 0.99908 | 1.5461e-14 | 5.4949e-15 | 1.393e-14 | 1.2857e-14 | 1.82e-13 | 1.8372e-13 | 3.5353e-12 | 1.7054e-10 | 2.8424e-10 | 5.4632 | 8.5101e-05 | 2.5786e-08 | 11.3775 | 1 | 2.8967e-06 | 2.0059e-06 | 498513.8238 | 0.49851 | 1919.92987394083-43774.9213959315i | -87.4887 | 1.06686485595383+1.44257707224923i | 53.515 | 38.9963
|  |  |  | 221 | 9506.0479 | 42041.2723 | 92.4735 | 1.8466 | 5.3273 | 1.8465 | 5.3269 | 0.999 | 1.5912e-14 | 5.4945e-15 | 1.3929e-14 | 1.2856e-14 | 1.8199e-13 | 1.8375e-13 | 3.6098e-12 | 1.7415e-10 | 2.9025e-10 | 5.3722 | 8.6902e-05 | 2.6878e-08 | 11.8572 | 1 | 3.0193e-06 | 2.006e-06 | 498472.373 | 0.49847 | 1767.46857793902-42004.1025706421i | -87.5905 | 1.07220171915578+1.50338463262328i | 54.5038 | 37.9057
|  |  |  | 222 | 9908.3194 | 40337.2591 | 92.1141 | 1.9018 | 5.5832 | 1.9017 | 5.5828 | 0.99892 | 1.6387e-14 | 5.494e-15 | 1.3928e-14 | 1.2855e-14 | 1.8197e-13 | 1.8377e-13 | 3.6859e-12 | 1.7784e-10 | 2.964e-10 | 5.2813 | 8.8741e-05 | 2.8015e-08 | 12.357 | 1 | 3.147e-06 | 2.0062e-06 | 498427.3722 | 0.49843 | 1627.09446982337-40304.4294514838i | -87.6882 | 1.07799790483243+1.56673391227123i | 55.4699 | 36.8419
|  |  |  | 223 | 10327.6141 | 38702.0966 | 91.7547 | 1.96 | 5.845 | 1.9599 | 5.8446 | 0.99882 | 1.6889e-14 | 5.4935e-15 | 1.3926e-14 | 1.2853e-14 | 1.8196e-13 | 1.838e-13 | 3.7636e-12 | 1.816e-10 | 3.0267e-10 | 5.1903 | 9.0619e-05 | 2.9201e-08 | 12.8778 | 1 | 3.2802e-06 | 2.0064e-06 | 498378.5175 | 0.49838 | 1497.85228405179-38673.1007625061i | -87.782 | 1.08429276530755+1.63272832009561i | 56.4119 | 35.8061
|  |  |  | 224 | 10764.6521 | 37133.0283 | 91.3952 | 2.0213 | 6.1125 | 2.0212 | 6.1121 | 0.99872 | 1.7417e-14 | 5.493e-15 | 1.3925e-14 | 1.2852e-14 | 1.8194e-13 | 1.8383e-13 | 3.8431e-12 | 1.8544e-10 | 3.0907e-10 | 5.0994 | 9.2537e-05 | 3.0436e-08 | 13.4206 | 1 | 3.419e-06 | 2.0066e-06 | 498325.4793 | 0.49833 | 1378.86179139306-37107.4188209486i | -87.8719 | 1.0911289920904+1.70147509623i | 57.3286 | 34.7995
|  |  |  | 225 | 11220.1845 | 35627.4048 | 91.0357 | 2.0858 | 6.3855 | 2.0857 | 6.385 | 0.99861 | 1.7973e-14 | 5.4924e-15 | 1.3923e-14 | 1.2851e-14 | 1.8192e-13 | 1.8387e-13 | 3.9243e-12 | 1.8937e-10 | 3.1561e-10 | 5.0084 | 9.4495e-05 | 3.1724e-08 | 13.9862 | 1 | 3.5637e-06 | 2.0068e-06 | 498267.8996 | 0.49827 | 1269.31197501417-35604.7865058092i | -87.9583 | 1.09855289340446+1.77308540311736i | 58.2188 | 33.8229
|  |  |  | 226 | 11694.9939 | 34182.6805 | 90.6761 | 2.1537 | 6.6638 | 2.1536 | 6.6632 | 0.99849 | 1.8558e-14 | 5.4917e-15 | 1.3922e-14 | 1.2849e-14 | 1.819e-13 | 1.839e-13 | 4.0072e-12 | 1.9338e-10 | 3.2229e-10 | 4.9175 | 9.6495e-05 | 3.3067e-08 | 14.5756 | 1 | 3.7145e-06 | 2.007e-06 | 498205.3904 | 0.49821 | 1168.45564782716-34162.7042141897i | -88.0411 | 1.10661469373305+1.84767441128204i | 59.0816 | 32.8773
|  |  |  | 227 | 12189.896 | 32796.4095 | 90.3165 | 2.2251 | 6.947 | 2.2249 | 6.9464 | 0.99836 | 1.9173e-14 | 5.491e-15 | 1.392e-14 | 1.2847e-14 | 1.8187e-13 | 1.8394e-13 | 4.092e-12 | 1.9747e-10 | 3.2911e-10 | 4.8265 | 9.8537e-05 | 3.4466e-08 | 15.1897 | 1 | 3.8717e-06 | 2.0073e-06 | 498137.5305 | 0.49814 | 1075.60447932534-32778.7668213646i | -88.1206 | 1.11536885693684+1.92536137841335i | 59.9161 | 31.9633
|  |  |  | 228 | 12705.7411 | 31466.2423 | 89.9569 | 2.3001 | 7.2349 | 2.2999 | 7.2343 | 0.99822 | 1.9819e-14 | 5.4902e-15 | 1.3918e-14 | 1.2846e-14 | 1.8185e-13 | 1.8398e-13 | 4.1787e-12 | 2.0165e-10 | 3.3608e-10 | 4.7356 | 0.00010062 | 3.5925e-08 | 15.8295 | 1 | 4.0355e-06 | 2.0076e-06 | 498063.8633 | 0.49806 | 990.124402164235-31450.6606581241i | -88.1968 | 1.12487443457219+2.00626972018066i | 60.7215 | 31.0816
|  |  |  | 229 | 13243.4154 | 30189.9217 | 89.5972 | 2.3789 | 7.5274 | 2.3787 | 7.5267 | 0.99807 | 2.0498e-14 | 5.4894e-15 | 1.3916e-14 | 1.2844e-14 | 1.8182e-13 | 1.8403e-13 | 4.2673e-12 | 2.0591e-10 | 3.4319e-10 | 4.6447 | 0.00010275 | 3.7445e-08 | 16.4962 | 1 | 4.2063e-06 | 2.0079e-06 | 497983.8934 | 0.49798 | 911.431370682478-30176.1605168553i | -88.27 | 1.1351954411088+2.09052707097606i | 61.4972 | 30.2328
|  |  |  | 230 | 13803.8426 | 28965.28 | 89.2376 | 2.4615 | 7.8241 | 2.4613 | 7.8233 | 0.9979 | 2.121e-14 | 5.4884e-15 | 1.3913e-14 | 1.2842e-14 | 1.8179e-13 | 1.8408e-13 | 4.3578e-12 | 2.1027e-10 | 3.5045e-10 | 4.5537 | 0.00010493 | 3.9029e-08 | 17.1907 | 1 | 4.3843e-06 | 2.0082e-06 | 497897.0838 | 0.4979 | 838.987445406988-28953.1266959794i | -88.3402 | 1.14640125780902+2.17826533253106i | 62.2426 | 29.4172
|  |  |  | 231 | 14387.9858 | 27790.2353 | 88.8778 | 2.5482 | 8.1248 | 2.548 | 8.124 | 0.99772 | 2.1957e-14 | 5.4875e-15 | 1.3911e-14 | 1.2839e-14 | 1.8176e-13 | 1.8413e-13 | 4.4504e-12 | 2.1472e-10 | 3.5787e-10 | 4.4627 | 0.00010715 | 4.0681e-08 | 17.9143 | 1 | 4.5699e-06 | 2.0086e-06 | 497802.852 | 0.4978 | 772.297179343202-27779.5020907499i | -88.4075 | 1.15856706708593+2.26962070807463i | 62.9572 | 28.6353
|  |  |  | 232 | 14996.8484 | 26662.7884 | 88.5181 | 2.6391 | 8.4292 | 2.6389 | 8.4284 | 0.99752 | 2.274e-14 | 5.4864e-15 | 1.3908e-14 | 1.2837e-14 | 1.8172e-13 | 1.8419e-13 | 4.545e-12 | 2.1927e-10 | 3.6545e-10 | 4.3718 | 0.00010941 | 4.2403e-08 | 18.6681 | 1 | 4.7632e-06 | 2.009e-06 | 497700.5669 | 0.4977 | 710.90428351437-26653.3093370045i | -88.4722 | 1.17177431920122+2.36473371938838i | 63.6406 | 27.8872
|  |  |  | 233 | 15631.4764 | 25581.0193 | 88.1584 | 2.7344 | 8.7372 | 2.7341 | 8.7363 | 0.99731 | 2.356e-14 | 5.4852e-15 | 1.3905e-14 | 1.2834e-14 | 1.8168e-13 | 1.8426e-13 | 4.6418e-12 | 2.2391e-10 | 3.7318e-10 | 4.2808 | 0.00011173 | 4.4197e-08 | 19.4534 | 1 | 4.9648e-06 | 2.0094e-06 | 497589.5442 | 0.49759 | 654.388550783994-25572.6480132308i | -88.5342 | 1.18611123319186+2.46374920376821i | 64.2927 | 27.1732
|  |  |  | 234 | 16292.9603 | 24543.0849 | 87.7986 | 2.8342 | 9.0485 | 2.8339 | 9.0475 | 0.99708 | 2.442e-14 | 5.4839e-15 | 1.3902e-14 | 1.2831e-14 | 1.8164e-13 | 1.8433e-13 | 4.7408e-12 | 2.2865e-10 | 3.8108e-10 | 4.1898 | 0.0001141 | 4.6067e-08 | 20.2713 | 1 | 5.1749e-06 | 2.0099e-06 | 497469.0426 | 0.49747 | 602.36301847437-24535.6919052295i | -88.5936 | 1.20167333392319+2.56681628751787i | 64.913 | 26.4933
|  |  |  | 235 | 16982.4365 | 23547.2154 | 87.4388 | 2.9386 | 9.3629 | 2.9383 | 9.3619 | 0.99683 | 2.532e-14 | 5.4825e-15 | 1.3898e-14 | 1.2828e-14 | 1.8159e-13 | 1.844e-13 | 4.8421e-12 | 2.3349e-10 | 3.8915e-10 | 4.0988 | 0.00011651 | 4.8017e-08 | 21.1233 | 1 | 5.3939e-06 | 2.0104e-06 | 497338.2589 | 0.49734 | 554.471351683812-23540.6863367229i | -88.6507 | 1.21856402715045+2.6740883321732i | 65.5016 | 25.8477
|  |  |  | 236 | 17701.0896 | 22591.7115 | 87.079 | 3.048 | 9.6802 | 3.0476 | 9.6791 | 0.99655 | 2.6262e-14 | 5.481e-15 | 1.3895e-14 | 1.2824e-14 | 1.8154e-13 | 1.8449e-13 | 4.9457e-12 | 2.3844e-10 | 3.974e-10 | 4.0078 | 0.00011898 | 5.0049e-08 | 22.0106 | 1 | 5.6221e-06 | 2.0109e-06 | 497196.3231 | 0.4972 | 510.385430508577-22585.9455684481i | -88.7055 | 1.23689521442342+2.7857228491871i | 66.0582 | 25.2363
|  |  |  | 237 | 18450.1542 | 21674.9423 | 86.7192 | 3.1623 | 10.0002 | 3.1619 | 9.9989 | 0.99626 | 2.7247e-14 | 5.4794e-15 | 1.3891e-14 | 1.282e-14 | 1.8149e-13 | 1.8458e-13 | 5.0517e-12 | 2.4349e-10 | 4.0582e-10 | 3.9167 | 0.0001215 | 5.2167e-08 | 22.9347 | 1 | 5.8601e-06 | 2.0115e-06 | 497042.2932 | 0.49704 | 469.803125595702-21669.8502675695i | -88.758 | 1.25678794958452+2.90188137828758i | 66.5828 | 24.6591
|  |  |  | 238 | 19230.9173 | 20795.342 | 86.3593 | 3.2819 | 10.3226 | 3.2814 | 10.3212 | 0.99594 | 2.8277e-14 | 5.4776e-15 | 1.3886e-14 | 1.2816e-14 | 1.8143e-13 | 1.8467e-13 | 5.1601e-12 | 2.4865e-10 | 4.1442e-10 | 3.8256 | 0.00012408 | 5.4374e-08 | 23.897 | 1 | 6.108e-06 | 2.0122e-06 | 496875.1494 | 0.49688 | 432.446247593703-20790.8450486421i | -88.8084 | 1.27837313847963+3.02272932415488i | 67.0755 | 24.1161
|  |  |  | 239 | 20044.7203 | 19951.4074 | 85.9995 | 3.407 | 10.6473 | 3.4064 | 10.6458 | 0.99559 | 2.9353e-14 | 5.4757e-15 | 1.3881e-14 | 1.2812e-14 | 1.8137e-13 | 1.8478e-13 | 5.2712e-12 | 2.5392e-10 | 4.232e-10 | 3.7345 | 0.00012671 | 5.6675e-08 | 24.8991 | 1 | 6.3665e-06 | 2.0129e-06 | 496693.7881 | 0.49669 | 398.058657132877-19947.4360868348i | -88.8568 | 1.30179228331375+3.14843574544465i | 67.5362 | 23.607
|  |  |  | 240 | 20892.9613 | 19141.6959 | 85.6396 | 3.5376 | 10.9741 | 3.5369 | 10.9725 | 0.99521 | 3.0478e-14 | 5.4736e-15 | 1.3876e-14 | 1.2807e-14 | 1.813e-13 | 1.8489e-13 | 5.3849e-12 | 2.5931e-10 | 4.3218e-10 | 3.6434 | 0.00012939 | 5.9073e-08 | 25.9424 | 1 | 6.6359e-06 | 2.0137e-06 | 496497.0153 | 0.4965 | 366.404522959727-19138.1888036795i | -88.9032 | 1.32719827282982+3.27917308951134i | 67.9651 | 23.1317
|  |  |  | 241 | 21777.0977 | 18364.8228 | 85.2797 | 3.674 | 11.3028 | 3.6733 | 11.3011 | 0.9948 | 3.1654e-14 | 5.4714e-15 | 1.387e-14 | 1.2802e-14 | 1.8122e-13 | 1.8501e-13 | 5.5013e-12 | 2.6481e-10 | 4.4134e-10 | 3.5522 | 0.00013214 | 6.1573e-08 | 27.0286 | 1 | 6.9167e-06 | 2.0145e-06 | 496283.5397 | 0.49628 | 337.266716774442-18361.7256252292i | -88.9477 | 1.3547562191546+3.41511686545834i | 68.3621 | 22.6902
|  |  |  | 242 | 22698.6485 | 17619.459 | 84.9199 | 3.8165 | 11.6333 | 3.8157 | 11.6314 | 0.99435 | 3.288e-14 | 5.4689e-15 | 1.3864e-14 | 1.2796e-14 | 1.8114e-13 | 1.8515e-13 | 5.6205e-12 | 2.7043e-10 | 4.5071e-10 | 3.461 | 0.00013494 | 6.4179e-08 | 28.1593 | 1 | 7.2094e-06 | 2.0154e-06 | 496051.9653 | 0.49605 | 310.445334180465-17616.7238121891i | -88.9904 | 1.38464434172649+3.5564452473591i | 68.7274 | 22.2822
|  |  |  | 243 | 23659.197 | 16904.3288 | 84.56 | 3.9652 | 11.9653 | 3.9643 | 11.9633 | 0.99387 | 3.4161e-14 | 5.4663e-15 | 1.3857e-14 | 1.279e-14 | 1.8105e-13 | 1.8529e-13 | 5.7427e-12 | 2.7617e-10 | 4.6028e-10 | 3.3698 | 0.00013781 | 6.6895e-08 | 29.3362 | 1 | 7.5145e-06 | 2.0164e-06 | 495800.7838 | 0.4958 | 285.756331954492-16901.9133613103i | -89.0314 | 1.41705489817959+3.70333859865782i | 69.061 | 21.9076
|  |  |  | 244 | 24660.3934 | 16218.2081 | 84.2001 | 4.1204 | 12.2987 | 4.1193 | 12.2965 | 0.99334 | 3.5497e-14 | 5.4634e-15 | 1.385e-14 | 1.2783e-14 | 1.8096e-13 | 1.8545e-13 | 5.8679e-12 | 2.8204e-10 | 4.7006e-10 | 3.2784 | 0.00014074 | 6.9726e-08 | 30.5611 | 1 | 7.8325e-06 | 2.0174e-06 | 495528.3657 | 0.49553 | 263.030272587575-16216.0749771108i | -89.0707 | 1.45219516138719+3.85597890787371i | 69.3632 | 21.5661
|  |  |  | 245 | 25703.9578 | 15559.9218 | 83.8401 | 4.2822 | 12.6334 | 4.2811 | 12.631 | 0.99277 | 3.6891e-14 | 5.4602e-15 | 1.3842e-14 | 1.2776e-14 | 1.8085e-13 | 1.8562e-13 | 5.9962e-12 | 2.8803e-10 | 4.8006e-10 | 3.1871 | 0.00014373 | 7.2676e-08 | 31.8357 | 1 | 8.164e-06 | 2.0186e-06 | 495232.9524 | 0.49523 | 242.111167736786-15558.038112797i | -89.1084 | 1.49028844104478+4.01454912480366i | 69.634 | 21.2576
|  |  |  | 246 | 26791.6832 | 14928.3426 | 83.4802 | 4.451 | 12.9692 | 4.4497 | 12.9666 | 0.99216 | 3.8344e-14 | 5.4569e-15 | 1.3833e-14 | 1.2768e-14 | 1.8074e-13 | 1.858e-13 | 6.1279e-12 | 2.9416e-10 | 4.9027e-10 | 3.0957 | 0.00014679 | 7.5752e-08 | 33.1618 | 1 | 8.5094e-06 | 2.0199e-06 | 494912.6458 | 0.49491 | 222.855412865728-14926.6790791081i | -89.1446 | 1.53157514717488+4.17923238545548i | 69.8735 | 20.9819
|  |  |  | 247 | 27925.4384 | 14322.3883 | 83.1203 | 4.627 | 13.306 | 4.6255 | 13.3032 | 0.99149 | 3.9859e-14 | 5.4532e-15 | 1.3824e-14 | 1.2759e-14 | 1.8062e-13 | 1.86e-13 | 6.2629e-12 | 3.0042e-10 | 5.0071e-10 | 3.0042 | 0.00014991 | 7.8957e-08 | 34.5414 | 1 | 8.8695e-06 | 2.0212e-06 | 494565.3995 | 0.49457 | 205.130805944019-14320.9192196755i | -89.1794 | 1.57631389173649+4.35021111295896i | 70.0818 | 20.7388
|  |  |  | 248 | 29107.1712 | 13741.0205 | 82.7604 | 4.8104 | 13.6436 | 4.8087 | 13.6405 | 0.99076 | 4.1438e-14 | 5.4492e-15 | 1.3814e-14 | 1.275e-14 | 1.8049e-13 | 1.8622e-13 | 6.4014e-12 | 3.0683e-10 | 5.1138e-10 | 2.9126 | 0.00015311 | 8.2299e-08 | 35.9764 | 1 | 9.2449e-06 | 2.0227e-06 | 494189.0082 | 0.49419 | 188.815643624196-13739.7231513928i | -89.2127 | 1.62478262309404+4.52766598071285i | 70.2591 | 20.5282
|  |  |  | 249 | 30338.9118 | 13183.2427 | 82.4004 | 5.0014 | 13.9818 | 4.9995 | 13.9786 | 0.98997 | 4.3082e-14 | 5.4449e-15 | 1.3803e-14 | 1.274e-14 | 1.8034e-13 | 1.8645e-13 | 6.5436e-12 | 3.1337e-10 | 5.2228e-10 | 2.8209 | 0.00015637 | 8.5781e-08 | 37.4686 | 1 | 9.6361e-06 | 2.0243e-06 | 493781.0969 | 0.49378 | 173.797888821971-13182.0970682139i | -89.2446 | 1.67727978641303+4.71177472305628i | 70.4055 | 20.3499
|  |  |  | 250 | 31622.7766 | 12648.0988 | 82.0405 | 5.2004 | 14.3207 | 5.1982 | 14.3171 | 0.98912 | 4.4794e-14 | 5.4402e-15 | 1.3791e-14 | 1.2729e-14 | 1.8019e-13 | 1.867e-13 | 6.6896e-12 | 3.2006e-10 | 5.3343e-10 | 2.7292 | 0.00015971 | 8.9411e-08 | 39.0202 | 1 | 1.0044e-05 | 2.026e-06 | 493339.11 | 0.49334 | 159.974404095345-12647.0871067364i | -89.2753 | 1.73412550107176+4.90271077783233i | 70.5209 | 20.2038
|  |  |  | 251 | 32960.9712 | 12134.6712 | 81.6806 | 5.4075 | 14.6599 | 5.4051 | 14.656 | 0.9882 | 4.6577e-14 | 5.4351e-15 | 1.3778e-14 | 1.2717e-14 | 1.8002e-13 | 1.8697e-13 | 6.8396e-12 | 3.269e-10 | 5.4483e-10 | 2.6374 | 0.00016312 | 9.3195e-08 | 40.633 | 1 | 1.0469e-05 | 2.0279e-06 | 492860.2999 | 0.49286 | 147.250245652419-12133.7777718885i | -89.3047 | 1.79566274387721+5.1006417443784i | 70.6056 | 20.0897
|  |  |  | 252 | 34355.7948 | 11642.0794 | 81.3206 | 5.6231 | 14.9994 | 5.6203 | 14.9953 | 0.9872 | 4.8432e-14 | 5.4296e-15 | 1.3764e-14 | 1.2704e-14 | 1.7984e-13 | 1.8726e-13 | 6.9938e-12 | 3.3389e-10 | 5.5649e-10 | 2.5454 | 0.00016661 | 9.7139e-08 | 42.3092 | 1 | 1.0912e-05 | 2.03e-06 | 492341.7151 | 0.49234 | 135.538013219222-11641.2904210055i | -89.3329 | 1.86225852421674+5.30572763977973i | 70.6594 | 20.0076
|  |  |  | 253 | 35809.6437 | 11169.4786 | 80.9607 | 5.8473 | 15.3391 | 5.8443 | 15.3346 | 0.98611 | 5.0361e-14 | 5.4236e-15 | 1.3749e-14 | 1.269e-14 | 1.7964e-13 | 1.8758e-13 | 7.1524e-12 | 3.4105e-10 | 5.6841e-10 | 2.4534 | 0.00017018 | 1.0125e-07 | 44.0508 | 1 | 1.1374e-05 | 2.0322e-06 | 491780.1882 | 0.49178 | 124.757251369941-11168.7818045735i | -89.36 | 1.93430503423393+5.51811893571783i | 70.6825 | 19.9574
|  |  |  | 254 | 37325.0158 | 10716.058 | 80.6007 | 6.0806 | 15.6789 | 6.0771 | 15.6739 | 0.98494 | 5.2368e-14 | 5.4172e-15 | 1.3733e-14 | 1.2675e-14 | 1.7943e-13 | 1.8792e-13 | 7.3155e-12 | 3.4836e-10 | 5.806e-10 | 2.3612 | 0.00017383 | 1.0553e-07 | 45.8599 | 1 | 1.1855e-05 | 2.0346e-06 | 491172.3238 | 0.49117 | 114.833898264759-10715.4426619047i | -89.386 | 2.01222075366001+5.7379543580061i | 70.6749 | 19.9391
|  |  |  | 255 | 38904.5145 | 10281.0397 | 80.2407 | 6.323 | 16.0185 | 6.3191 | 16.0132 | 0.98367 | 5.4453e-14 | 5.4102e-15 | 1.3715e-14 | 1.2658e-14 | 1.792e-13 | 1.8829e-13 | 7.4833e-12 | 3.5584e-10 | 5.9307e-10 | 2.2689 | 0.00017757 | 1.1e-07 | 47.7385 | 1 | 1.2357e-05 | 2.0373e-06 | 490514.4865 | 0.49051 | 105.699778057084-10280.4963700204i | -89.4109 | 2.09645148503813+5.96535843101503i | 70.6366 | 19.9525
|  |  |  | 256 | 40550.8535 | 9863.6775 | 79.8808 | 6.575 | 16.3579 | 6.5706 | 16.3521 | 0.9823 | 5.662e-14 | 5.4026e-15 | 1.3696e-14 | 1.2641e-14 | 1.7895e-13 | 1.8869e-13 | 7.6561e-12 | 3.635e-10 | 6.0583e-10 | 2.1765 | 0.00018139 | 1.1465e-07 | 49.6887 | 1 | 1.288e-05 | 2.0401e-06 | 489802.7885 | 0.4898 | 97.2921335243155-9863.19764402345i | -89.4348 | 2.18747129073386+6.20043874975011i | 70.5675 | 19.9976
|  |  |  | 257 | 42266.8614 | 9463.255 | 79.5208 | 6.8367 | 16.697 | 6.8318 | 16.6907 | 0.98081 | 5.8871e-14 | 5.3945e-15 | 1.3675e-14 | 1.2622e-14 | 1.7868e-13 | 1.8912e-13 | 7.8342e-12 | 3.7133e-10 | 6.1889e-10 | 2.0839 | 0.0001853 | 1.1951e-07 | 51.7126 | 1 | 1.3425e-05 | 2.0432e-06 | 489033.0783 | 0.48903 | 89.5531957460881-9462.83128726386i | -89.4578 | 2.28578329832904+6.44328296347377i | 70.4676 | 20.0746
|  |  |  | 258 | 44055.4864 | 9079.0852 | 79.1608 | 7.1085 | 17.0355 | 7.1029 | 17.0287 | 0.9792 | 6.1207e-14 | 5.3856e-15 | 1.3653e-14 | 1.2601e-14 | 1.7838e-13 | 1.8958e-13 | 8.0178e-12 | 3.7935e-10 | 6.3225e-10 | 1.9911 | 0.0001893 | 1.2456e-07 | 53.8122 | 1 | 1.3993e-05 | 2.0466e-06 | 488200.9293 | 0.4882 | 82.4297879030184-9078.71098962208i | -89.4798 | 2.3919203357632+6.69395545659309i | 70.3369 | 20.1833
|  |  |  | 259 | 45919.8013 | 8710.5086 | 78.8009 | 7.3905 | 17.3735 | 7.3842 | 17.3661 | 0.97747 | 6.3632e-14 | 5.3761e-15 | 1.3629e-14 | 1.2579e-14 | 1.7807e-13 | 1.9008e-13 | 8.2071e-12 | 3.8756e-10 | 6.4593e-10 | 1.8981 | 0.00019339 | 1.2984e-07 | 55.9894 | 1 | 1.4585e-05 | 2.0502e-06 | 487301.6294 | 0.4873 | 75.872960498693-8710.17817226251i | -89.5009 | 2.50644535195386+6.95249371521788i | 70.1752 | 20.3238
|  |  |  | 260 | 47863.0092 | 8356.8927 | 78.4409 | 7.683 | 17.7107 | 7.676 | 17.7027 | 0.97559 | 6.6146e-14 | 5.3657e-15 | 1.3602e-14 | 1.2554e-14 | 1.7772e-13 | 1.9061e-13 | 8.4025e-12 | 3.9596e-10 | 6.5994e-10 | 1.805 | 0.00019758 | 1.3533e-07 | 58.2462 | 1 | 1.5202e-05 | 2.0542e-06 | 486330.1716 | 0.48633 | 69.8376555196547-8356.60087724227i | -89.5212 | 2.62995157266085+7.2189043714988i | 69.9826 | 20.4962
|  |  |  | 261 | 49888.4487 | 8017.6304 | 78.0809 | 7.9864 | 18.047 | 7.9784 | 18.0383 | 0.97356 | 6.8752e-14 | 5.3546e-15 | 1.3574e-14 | 1.2528e-14 | 1.7736e-13 | 1.9118e-13 | 8.6042e-12 | 4.0457e-10 | 6.7428e-10 | 1.7116 | 0.00020188 | 1.4106e-07 | 60.5844 | 1 | 1.5845e-05 | 2.0584e-06 | 485281.2462 | 0.48528 | 64.2823972435885-8017.37270039214i | -89.5406 | 2.76306233516058+7.49315892276216i | 69.7588 | 20.7006
|  |  |  | 262 | 51999.5997 | 7692.1393 | 77.7209 | 8.3007 | 18.3822 | 8.2917 | 18.3729 | 0.97137 | 7.1452e-14 | 5.3426e-15 | 1.3544e-14 | 1.25e-14 | 1.7696e-13 | 1.918e-13 | 8.8127e-12 | 4.1338e-10 | 6.8896e-10 | 1.618 | 0.00020628 | 1.4703e-07 | 63.0057 | 1 | 1.6516e-05 | 2.0631e-06 | 484149.2346 | 0.48415 | 59.1690075862226-7691.91176592425i | -89.5593 | 2.90643053901088+7.77518912876026i | 69.5038 | 20.9369
|  |  |  | 263 | 54200.089 | 7379.8607 | 77.361 | 8.6261 | 18.7163 | 8.6161 | 18.7062 | 0.96901 | 7.4247e-14 | 5.3296e-15 | 1.3511e-14 | 1.247e-14 | 1.7653e-13 | 1.9246e-13 | 9.0282e-12 | 4.2241e-10 | 7.0401e-10 | 1.5242 | 0.00021078 | 1.5325e-07 | 65.5118 | 1 | 1.7215e-05 | 2.0681e-06 | 482928.2052 | 0.48293 | 54.4623440436893-7379.65974125979i | -89.5772 | 3.06073764401271+8.06488209824726i | 69.2175 | 21.2053
|  |  |  | 264 | 56493.6975 | 7080.2584 | 77.001 | 8.963 | 19.0491 | 8.9517 | 19.0381 | 0.96647 | 7.7139e-14 | 5.3156e-15 | 1.3475e-14 | 1.2437e-14 | 1.7606e-13 | 1.9317e-13 | 9.251e-12 | 4.3166e-10 | 7.1943e-10 | 1.4301 | 0.0002154 | 1.5973e-07 | 68.1042 | 1 | 1.7943e-05 | 2.0735e-06 | 481611.9124 | 0.48161 | 50.1300584403056-7080.08089060756i | -89.5943 | 3.2266921406717+8.36207508576122i | 68.8998 | 21.5059
|  |  |  | 265 | 58884.3655 | 6792.8179 | 76.641 | 9.3115 | 19.3804 | 9.2987 | 19.3685 | 0.96373 | 8.0129e-14 | 5.3005e-15 | 1.3437e-14 | 1.2402e-14 | 1.7556e-13 | 1.9392e-13 | 9.4817e-12 | 4.4114e-10 | 7.3523e-10 | 1.3358 | 0.00022013 | 1.6649e-07 | 70.7842 | 1 | 1.8703e-05 | 2.0794e-06 | 480193.7985 | 0.48019 | 46.1423748330235-6792.66116586631i | -89.6108 | 3.40502741335919+8.66655003111369i | 68.5505 | 21.8387
|  |  |  | 266 | 61376.2005 | 6517.0457 | 76.281 | 9.6716 | 19.71 | 9.6573 | 19.6971 | 0.96078 | 8.3219e-14 | 5.2843e-15 | 1.3396e-14 | 1.2364e-14 | 1.7503e-13 | 1.9473e-13 | 9.7206e-12 | 4.5086e-10 | 7.5143e-10 | 1.2411 | 0.00022498 | 1.7354e-07 | 73.5528 | 1 | 1.9494e-05 | 2.0858e-06 | 478666.9998 | 0.47867 | 42.4718850539717-6516.9073334636i | -89.6266 | 3.5964989123765+8.97802788779593i | 68.1695 | 22.2039
|  |  |  | 267 | 63973.4835 | 6252.4684 | 75.921 | 10.0436 | 20.0377 | 10.0274 | 20.0238 | 0.9576 | 8.6409e-14 | 5.2668e-15 | 1.3352e-14 | 1.2323e-14 | 1.7445e-13 | 1.9559e-13 | 9.968e-12 | 4.6083e-10 | 7.6805e-10 | 1.1461 | 0.00022995 | 1.8088e-07 | 76.4112 | 1 | 2.0319e-05 | 2.0927e-06 | 477024.3566 | 0.47702 | 39.0933604925206-6252.34613578663i | -89.6418 | 3.80188054872448+9.2961628023863i | 67.7568 | 22.6015
|  |  |  | 268 | 66680.6769 | 5998.6314 | 75.561 | 10.4274 | 20.3635 | 10.4093 | 20.3484 | 0.95418 | 8.97e-14 | 5.248e-15 | 1.3304e-14 | 1.2279e-14 | 1.7382e-13 | 1.9651e-13 | 1.0225e-11 | 4.7105e-10 | 7.8509e-10 | 1.0508 | 0.00023506 | 1.8854e-07 | 79.3598 | 1 | 2.1179e-05 | 2.1002e-06 | 475258.4292 | 0.47526 | 35.9835788288331-5998.52348589949i | -89.6563 | 4.02196022514651+9.62053622508911i | 67.3122 | 23.0315
|  |  |  | 269 | 69502.4318 | 5755.099 | 75.2011 | 10.8232 | 20.6871 | 10.8029 | 20.6708 | 0.95051 | 9.3091e-14 | 5.2278e-15 | 1.3253e-14 | 1.2232e-14 | 1.7316e-13 | 1.9749e-13 | 1.0491e-11 | 4.8154e-10 | 8.0257e-10 | 0.95516 | 0.00024029 | 1.9651e-07 | 82.3991 | 1 | 2.2075e-05 | 2.1083e-06 | 473361.5189 | 0.47336 | 33.1211645327812-5755.00369428563i | -89.6703 | 4.25753441959484+9.95065105163802i | 66.8356 | 23.4941
|  |  |  | 270 | 72443.596 | 5521.4529 | 74.8411 | 11.231 | 21.0084 | 11.2082 | 20.9907 | 0.94657 | 9.6584e-14 | 5.2061e-15 | 1.3198e-14 | 1.2181e-14 | 1.7244e-13 | 1.9853e-13 | 1.0767e-11 | 4.9231e-10 | 8.2052e-10 | 0.85913 | 0.00024566 | 2.0483e-07 | 85.5291 | 1 | 2.3009e-05 | 2.1171e-06 | 471325.6965 | 0.47133 | 30.4864420359285-5521.36872639208i | -89.6836 | 4.5094017433867+10.2859259187123i | 66.3271 | 23.9892
|  |  |  | 271 | 75509.2228 | 5297.2918 | 74.4811 | 11.6507 | 21.327 | 11.6251 | 21.3079 | 0.94235 | 1.0018e-13 | 5.1829e-15 | 1.3139e-14 | 1.2127e-14 | 1.7167e-13 | 1.9963e-13 | 1.1053e-11 | 5.0336e-10 | 8.3894e-10 | 0.7627 | 0.00025118 | 2.135e-07 | 88.7496 | 1 | 2.3983e-05 | 2.1266e-06 | 469142.8371 | 0.46914 | 28.0613005707815-5297.21748979516i | -89.6965 | 4.77835540672514+10.6256897982996i | 65.7866 | 24.5169
|  |  |  | 272 | 78704.579 | 5082.2308 | 74.1211 | 12.0822 | 21.6429 | 12.0535 | 21.6223 | 0.93782 | 1.0387e-13 | 5.158e-15 | 1.3076e-14 | 1.2068e-14 | 1.7084e-13 | 2.008e-13 | 1.1351e-11 | 5.1471e-10 | 8.5786e-10 | 0.66586 | 0.00025684 | 2.2253e-07 | 92.0598 | 1 | 2.4998e-05 | 2.1369e-06 | 466804.6636 | 0.4668 | 25.8290697511474-5082.16514984541i | -89.7088 | 5.065174539736+10.9691770604618i | 65.2142 | 25.077
|  |  |  | 273 | 82035.1544 | 4875.9004 | 73.7611 | 12.5254 | 21.9558 | 12.4933 | 21.9335 | 0.93297 | 1.0766e-13 | 5.1313e-15 | 1.3008e-14 | 1.2006e-14 | 1.6996e-13 | 2.0203e-13 | 1.1659e-11 | 5.2637e-10 | 8.7729e-10 | 0.56858 | 0.00026266 | 2.3195e-07 | 95.4587 | 1 | 2.6056e-05 | 2.148e-06 | 464302.7988 | 0.4643 | 23.7744050408188-4875.84247268959i | -89.7206 | 5.37061433844749+11.3155231978209i | 64.6099 | 25.6695
|  |  |  | 274 | 85506.6713 | 4677.9464 | 73.4011 | 12.98 | 22.2655 | 12.9441 | 22.2414 | 0.92779 | 1.1154e-13 | 5.1029e-15 | 1.2936e-14 | 1.1939e-14 | 1.6902e-13 | 2.0333e-13 | 1.198e-11 | 5.3835e-10 | 8.9726e-10 | 0.47084 | 0.00026864 | 2.4176e-07 | 98.9448 | 1 | 2.7158e-05 | 2.16e-06 | 461628.8264 | 0.46163 | 21.8831823253854-4677.89519460587i | -89.732 | 5.69539503284531+11.6637614276157i | 63.9738 | 26.2942
|  |  |  | 275 | 89125.0938 | 4488.0286 | 73.0411 | 13.4459 | 22.5718 | 13.4057 | 22.5458 | 0.92226 | 1.1552e-13 | 5.0724e-15 | 1.2859e-14 | 1.1868e-14 | 1.6801e-13 | 2.047e-13 | 1.2314e-11 | 5.5067e-10 | 9.1778e-10 | 0.37262 | 0.00027478 | 2.52e-07 | 102.5158 | 1 | 2.8307e-05 | 2.1729e-06 | 458774.3614 | 0.45877 | 20.1424008642217-4487.98341662591i | -89.7429 | 6.04018970872882+12.012820406948i | 63.3062 | 26.9509
|  |  |  | 276 | 92896.6387 | 4305.8209 | 72.6811 | 13.9226 | 22.8744 | 13.8777 | 22.8464 | 0.91636 | 1.1959e-13 | 5.04e-15 | 1.2777e-14 | 1.1792e-14 | 1.6693e-13 | 2.0615e-13 | 1.266e-11 | 5.6333e-10 | 9.3888e-10 | 0.27391 | 0.0002811 | 2.6266e-07 | 106.1693 | 1 | 2.9505e-05 | 2.1869e-06 | 455731.131 | 0.45573 | 18.5400939570251-4305.78102345453i | -89.7533 | 6.40561105674559+12.361523312108i | 62.6073 | 27.6394
|  |  |  | 277 | 96827.7856 | 4131.0104 | 72.3211 | 14.4098 | 23.1732 | 14.3597 | 23.1429 | 0.91008 | 1.2374e-13 | 5.0054e-15 | 1.2689e-14 | 1.1711e-14 | 1.6579e-13 | 2.0766e-13 | 1.302e-11 | 5.7635e-10 | 9.6058e-10 | 0.17467 | 0.0002876 | 2.7377e-07 | 109.9021 | 1 | 3.0754e-05 | 2.202e-06 | 452491.0644 | 0.45249 | 17.0652467120688-4130.97512573284i | -89.7633 | 6.79219717049483+12.7085885416782i | 61.8774 | 28.3593
|  |  |  | 278 | 100925.2886 | 3963.2967 | 71.9611 | 14.9069 | 23.4678 | 14.8511 | 23.4352 | 0.9034 | 1.2798e-13 | 4.9687e-15 | 1.2596e-14 | 1.1625e-14 | 1.6457e-13 | 2.0924e-13 | 1.3394e-11 | 5.8974e-10 | 9.829e-10 | 0.074904 | 0.00029428 | 2.8536e-07 | 113.7105 | 1 | 3.2055e-05 | 2.2183e-06 | 449046.393 | 0.44905 | 15.7077203519654-3963.26552472665i | -89.7729 | 7.20039657027293+13.0526323033374i | 61.117 | 29.1101
|  |  |  | 279 | 105196.1874 | 3802.3917 | 71.6011 | 15.4135 | 23.758 | 15.3513 | 23.7229 | 0.89631 | 1.3229e-13 | 4.9297e-15 | 1.2497e-14 | 1.1534e-14 | 1.6328e-13 | 2.1089e-13 | 1.3782e-11 | 6.0352e-10 | 1.0059e-09 | -0.025421 | 0.00030116 | 2.9744e-07 | 117.5902 | 1 | 3.3412e-05 | 2.2358e-06 | 445389.7585 | 0.44539 | 14.4581825374921-3802.36419855461i | -89.7821 | 7.63055268860284+13.392173333699i | 60.3265 | 29.8914
|  |  |  | 280 | 109647.8196 | 3648.0191 | 71.2411 | 15.9288 | 24.0437 | 15.8595 | 24.0058 | 0.88879 | 1.3667e-13 | 4.8883e-15 | 1.2392e-14 | 1.1437e-14 | 1.6191e-13 | 2.1261e-13 | 1.4185e-11 | 6.1771e-10 | 1.0295e-09 | -0.12632 | 0.00030824 | 3.1002e-07 | 121.5362 | 1 | 3.4826e-05 | 2.2548e-06 | 441514.3296 | 0.44151 | 13.3080432312711-3647.99480910492i | -89.791 | 8.08288811619338+13.7256399770271i | 59.5066 | 30.7024
|  |  |  | 281 | 114287.8335 | 3499.9137 | 70.8811 | 16.4521 | 24.3244 | 16.3751 | 24.2837 | 0.88083 | 1.4111e-13 | 4.8446e-15 | 1.2281e-14 | 1.1335e-14 | 1.6046e-13 | 2.1439e-13 | 1.4604e-11 | 6.3231e-10 | 1.0539e-09 | -0.2278 | 0.00031552 | 3.2314e-07 | 125.543 | 1 | 3.63e-05 | 2.2751e-06 | 437413.9254 | 0.43741 | 12.249395661048-3499.8922288199i | -89.7995 | 8.55748896972284+14.0513798104322i | 58.658 | 31.5425
|  |  |  | 282 | 119124.2008 | 3357.821 | 70.5212 | 16.9826 | 24.6001 | 16.8972 | 24.5563 | 0.87242 | 1.4561e-13 | 4.7983e-15 | 1.2164e-14 | 1.1227e-14 | 1.5893e-13 | 2.1623e-13 | 1.5038e-11 | 6.4735e-10 | 1.0789e-09 | -0.32987 | 0.00032303 | 3.3682e-07 | 129.6043 | 1 | 3.7836e-05 | 2.2971e-06 | 433083.1429 | 0.43308 | 11.2749619772735-3357.80208655988i | -89.8076 | 9.05428980243907+14.367671948838i | 57.7815 | 32.4109
|  |  |  | 283 | 124165.2308 | 3221.497 | 70.1612 | 17.5195 | 24.8704 | 17.4247 | 24.8233 | 0.86355 | 1.5015e-13 | 4.7495e-15 | 1.204e-14 | 1.1113e-14 | 1.5731e-13 | 2.1814e-13 | 1.5488e-11 | 6.6284e-10 | 1.1047e-09 | -0.43255 | 0.00033076 | 3.5107e-07 | 133.7133 | 1 | 3.9437e-05 | 2.3207e-06 | 428517.4874 | 0.42852 | 10.3780432318728-3221.48033178715i | -89.8154 | 9.57305953095803+14.6727420920785i | 56.878 | 33.3065
|  |  |  | 284 | 129419.5841 | 3090.7076 | 69.8012 | 18.0617 | 25.1352 | 17.9568 | 25.0846 | 0.85421 | 1.5474e-13 | 4.6982e-15 | 1.191e-14 | 1.0993e-14 | 1.5561e-13 | 2.201e-13 | 1.5954e-11 | 6.7879e-10 | 1.1313e-09 | -0.53585 | 0.00033872 | 3.6593e-07 | 137.8627 | 1 | 4.1106e-05 | 2.346e-06 | 423713.5027 | 0.42371 | 9.55247333472294-3090.69281634007i | -89.8229 | 10.1133888922995+14.9647802894014i | 55.9487 | 34.2284
|  |  |  | 285 | 134896.2883 | 2965.2279 | 69.4412 | 18.6082 | 25.3941 | 18.4922 | 25.3398 | 0.84441 | 1.5935e-13 | 4.6442e-15 | 1.1773e-14 | 1.0866e-14 | 1.5383e-13 | 2.2211e-13 | 1.6437e-11 | 6.9523e-10 | 1.1587e-09 | -0.63976 | 0.00034692 | 3.8141e-07 | 142.0445 | 1 | 4.2845e-05 | 2.3733e-06 | 418668.8977 | 0.41867 | 8.79257667163773-2965.21489309514i | -89.8301 | 10.6746799693528+15.2419612951288i | 54.9946 | 35.1753
|  |  |  | 286 | 140604.7524 | 2844.8425 | 69.0812 | 19.158 | 25.647 | 19.0298 | 25.5887 | 0.83413 | 1.6398e-13 | 4.5877e-15 | 1.163e-14 | 1.0734e-14 | 1.5195e-13 | 2.2417e-13 | 1.6937e-11 | 7.1217e-10 | 1.1869e-09 | -0.7443 | 0.00035537 | 3.9755e-07 | 146.2501 | 1 | 4.4658e-05 | 2.4025e-06 | 413382.6668 | 0.41338 | 8.09312909278124-2844.83103084221i | -89.837 | 11.2561383259928+15.5024672763989i | 54.0171 | 36.1459
|  |  |  | 287 | 146554.7841 | 2729.3446 | 68.7212 | 19.7097 | 25.8936 | 19.5684 | 25.8311 | 0.82337 | 1.6863e-13 | 4.5285e-15 | 1.148e-14 | 1.0596e-14 | 1.4999e-13 | 2.2627e-13 | 1.7454e-11 | 7.2962e-10 | 1.216e-09 | -0.84945 | 0.00036408 | 4.1437e-07 | 150.4707 | 1 | 4.6548e-05 | 2.4339e-06 | 407855.1998 | 0.40786 | 7.44932200355564-2729.33444472408i | -89.8436 | 11.8567682708834+15.7445125143972i | 53.0176 | 37.1388
|  |  |  | 288 | 152756.6058 | 2618.5357 | 68.3612 | 20.2623 | 26.1338 | 20.1067 | 26.0668 | 0.81215 | 1.7326e-13 | 4.4668e-15 | 1.1324e-14 | 1.0451e-14 | 1.4795e-13 | 2.284e-13 | 1.7987e-11 | 7.4761e-10 | 1.246e-09 | -0.95522 | 0.00037306 | 4.3191e-07 | 154.6969 | 1 | 4.8518e-05 | 2.4675e-06 | 402088.3776 | 0.40209 | 6.85672931129982-2618.52674161693i | -89.85 | 12.4753717185896+15.9663696202816i | 51.9976 | 38.1524
|  |  |  | 289 | 159220.8727 | 2512.2255 | 68.0012 | 20.8144 | 26.3673 | 20.6434 | 26.2956 | 0.80046 | 1.7789e-13 | 4.4025e-15 | 1.1161e-14 | 1.0301e-14 | 1.4582e-13 | 2.3056e-13 | 1.8537e-11 | 7.6614e-10 | 1.2769e-09 | -1.0616 | 0.00038231 | 4.5019e-07 | 158.9191 | 1 | 5.0571e-05 | 2.5036e-06 | 396085.6505 | 0.39609 | 6.3112770007357-2512.21757985217i | -89.8561 | 13.1105510364597+16.1663966733015i | 50.9588 | 39.1851
|  |  |  | 290 | 165958.6907 | 2410.2313 | 67.6412 | 21.3648 | 26.594 | 21.177 | 26.5173 | 0.78831 | 1.8249e-13 | 4.3357e-15 | 1.0991e-14 | 1.0144e-14 | 1.4361e-13 | 2.3274e-13 | 1.9104e-11 | 7.8525e-10 | 1.3087e-09 | -1.1686 | 0.00039184 | 4.6924e-07 | 163.1273 | 1 | 5.2711e-05 | 2.5422e-06 | 389852.0952 | 0.38985 | 5.80921512914519-2410.22434270438i | -89.8619 | 13.7607161563103+16.3430645893192i | 49.9029 | 40.2352
|  |  |  | 291 | 172981.6359 | 2312.378 | 67.2812 | 21.9121 | 26.8137 | 21.7064 | 26.7318 | 0.77572 | 1.8705e-13 | 4.2665e-15 | 1.0816e-14 | 9.9825e-15 | 1.4131e-13 | 2.3493e-13 | 1.9688e-11 | 8.0494e-10 | 1.3416e-09 | -1.2761 | 0.00040166 | 4.8909e-07 | 167.3115 | 1 | 5.4942e-05 | 2.5834e-06 | 383394.4471 | 0.38339 | 5.34709204887158-2312.37182509176i | -89.8675 | 14.4240960939833+16.4949839511463i | 48.8318 | 41.3007
|  |  |  | 292 | 180301.7741 | 2218.4974 | 66.9212 | 22.455 | 27.0263 | 22.23 | 26.9388 | 0.76271 | 1.9156e-13 | 4.1949e-15 | 1.0634e-14 | 9.815e-15 | 1.3894e-13 | 2.3712e-13 | 2.0288e-11 | 8.2522e-10 | 1.3754e-09 | -1.3842 | 0.00041179 | 5.0979e-07 | 171.4616 | 1 | 5.7267e-05 | 2.6275e-06 | 376721.1067 | 0.37672 | 4.92173068003303-2218.49193295809i | -89.8729 | 15.0987548624891+16.6209304853569i | 47.7474 | 42.3797
|  |  |  | 293 | 187931.6817 | 2128.4282 | 66.5612 | 22.9923 | 27.2316 | 22.7466 | 27.1383 | 0.74929 | 1.9601e-13 | 4.1211e-15 | 1.0447e-14 | 9.6422e-15 | 1.365e-13 | 2.3932e-13 | 2.0904e-11 | 8.4613e-10 | 1.4102e-09 | -1.4928 | 0.00042222 | 5.3136e-07 | 175.5678 | 1 | 5.969e-05 | 2.6746e-06 | 369842.1161 | 0.36984 | 4.53020667041358-2128.42339482564i | -89.878 | 15.7826115931521+16.719868359748i | 46.6518 | 43.4702
|  |  |  | 294 | 195884.4674 | 2042.0157 | 66.2012 | 23.5226 | 27.4297 | 23.2547 | 27.3302 | 0.73548 | 2.0039e-13 | 4.0451e-15 | 1.0255e-14 | 9.4645e-15 | 1.3398e-13 | 2.4149e-13 | 2.1536e-11 | 8.6766e-10 | 1.4461e-09 | -1.602 | 0.00043296 | 5.5385e-07 | 179.6201 | 1 | 6.2216e-05 | 2.7248e-06 | 362769.1067 | 0.36277 | 4.16982829245775-2042.01148502886i | -89.883 | 16.4734645032654+16.7909705055741i | 45.5469 | 44.5701
|  |  |  | 295 | 204173.7945 | 1959.1115 | 65.8412 | 24.0447 | 27.6204 | 23.7531 | 27.5144 | 0.72131 | 2.0469e-13 | 3.9672e-15 | 1.0057e-14 | 9.2822e-15 | 1.314e-13 | 2.4365e-13 | 2.2183e-11 | 8.8985e-10 | 1.4831e-09 | -1.7116 | 0.00044403 | 5.7729e-07 | 183.609 | 1 | 6.4849e-05 | 2.7783e-06 | 355515.2171 | 0.35552 | 3.83811793922533-1959.10775815829i | -89.8878 | 17.1690181788985+16.8336352405558i | 44.4349 | 45.6774
|  |  |  | 296 | 212813.9046 | 1879.5731 | 65.4812 | 24.5574 | 27.8036 | 24.2407 | 27.6909 | 0.7068 | 2.0889e-13 | 3.8874e-15 | 9.8548e-15 | 9.0956e-15 | 1.2876e-13 | 2.4578e-13 | 2.2846e-11 | 9.1269e-10 | 1.5212e-09 | -1.8217 | 0.00045543 | 6.0172e-07 | 187.5255 | 1 | 6.7593e-05 | 2.8353e-06 | 348094.9817 | 0.34809 | 3.53279509214498-1879.56979426246i | -89.8923 | 17.8669134887174+16.8474985808724i | 43.3179 | 46.7897
|  |  |  | 297 | 221819.642 | 1803.2639 | 65.1212 | 25.0596 | 27.9795 | 24.7161 | 27.8596 | 0.692 | 2.1298e-13 | 3.806e-15 | 9.6484e-15 | 8.905e-15 | 1.2606e-13 | 2.4787e-13 | 2.3523e-11 | 9.3622e-10 | 1.5604e-09 | -1.9322 | 0.00046717 | 6.2718e-07 | 191.3609 | 1 | 7.0453e-05 | 2.896e-06 | 340524.1938 | 0.34052 | 3.2517606435163-1803.26095437377i | -89.8967 | 18.5647593195113+16.8324417780869i | 42.1982 | 47.9051
|  |  |  | 298 | 231206.479 | 1730.0527 | 64.7612 | 25.5502 | 28.1479 | 25.1783 | 28.0205 | 0.67692 | 2.1697e-13 | 3.7231e-15 | 9.4381e-15 | 8.711e-15 | 1.2332e-13 | 2.4992e-13 | 2.4214e-11 | 9.6043e-10 | 1.6007e-09 | -2.0431 | 0.00047925 | 6.5372e-07 | 195.1072 | 1 | 7.3435e-05 | 2.9605e-06 | 332819.7438 | 0.33282 | 2.99308246601583-1730.05014594178i | -89.9009 | 19.2601652355131+16.7885937924711i | 41.0778 | 49.0213
|  |  |  | 299 | 240990.5429 | 1659.8139 | 64.4012 | 26.0282 | 28.3089 | 25.6264 | 28.1737 | 0.66161 | 2.2083e-13 | 3.6389e-15 | 9.2247e-15 | 8.514e-15 | 1.2053e-13 | 2.5192e-13 | 2.4918e-11 | 9.8535e-10 | 1.6422e-09 | -2.1544 | 0.00049169 | 6.8138e-07 | 198.7571 | 1 | 7.6542e-05 | 3.029e-06 | 324999.4386 | 0.325 | 2.75498213003016-1659.81159777356i | -89.9049 | 19.950774118087+16.7163286073158i | 39.9589 | 50.1362
|  |  |  | 300 | 251188.6432 | 1592.4267 | 64.0412 | 26.4929 | 28.4626 | 26.0594 | 28.3193 | 0.6461 | 2.2456e-13 | 3.5535e-15 | 9.0084e-15 | 8.3143e-15 | 1.177e-13 | 2.5386e-13 | 2.5636e-11 | 1.011e-09 | 1.685e-09 | -2.2659 | 0.00050448 | 7.1022e-07 | 202.3038 | 1 | 7.9781e-05 | 3.1017e-06 | 317081.8049 | 0.31708 | 2.53582267752482-1592.42464409722i | -89.9088 | 20.6342938433287+16.6162574878188i | 38.8436 | 51.2477
|  |  |  | 301 | 261818.3008 | 1527.7753 | 63.6812 | 26.9434 | 28.6091 | 26.4765 | 28.4572 | 0.63042 | 2.2815e-13 | 3.4673e-15 | 8.7898e-15 | 8.1126e-15 | 1.1484e-13 | 2.5573e-13 | 2.6366e-11 | 1.0373e-09 | 1.7289e-09 | -2.3777 | 0.00051764 | 7.4027e-07 | 205.7416 | 1 | 8.3157e-05 | 3.1788e-06 | 309085.8826 | 0.30909 | 2.33409736841733-1527.77351737972i | -89.9125 | 21.3085271025051+16.489216480753i | 37.7338 | 52.3537
|  |  |  | 302 | 272897.7783 | 1465.7487 | 63.3212 | 27.3791 | 28.7484 | 26.8771 | 28.5876 | 0.61462 | 2.3161e-13 | 3.3804e-15 | 8.5695e-15 | 7.9093e-15 | 1.1197e-13 | 2.5754e-13 | 2.7108e-11 | 1.0645e-09 | 1.7741e-09 | -2.4898 | 0.00053116 | 7.716e-07 | 209.0655 | 1 | 8.6676e-05 | 3.2606e-06 | 301031.013 | 0.30103 | 2.14841932210509-1465.74714954507i | -89.916 | 21.9713985605284+16.3362496256797i | 36.6317 | 53.4523
|  |  |  | 303 | 284446.1107 | 1406.2404 | 62.9612 | 27.7994 | 28.8807 | 27.2605 | 28.7107 | 0.59873 | 2.3491e-13 | 3.293e-15 | 8.348e-15 | 7.7048e-15 | 1.0907e-13 | 2.5927e-13 | 2.7862e-11 | 1.0923e-09 | 1.8205e-09 | -2.602 | 0.00054507 | 8.0425e-07 | 212.2713 | 1 | 9.0344e-05 | 3.3471e-06 | 292936.6273 | 0.29294 | 1.97751198294985-1406.23898125326i | -89.9194 | 22.6209786741562+16.158588494881i | 35.5389 | 54.5416
|  |  |  | 304 | 296483.139 | 1349.148 | 62.6012 | 28.204 | 29.0062 | 27.6264 | 28.8265 | 0.58279 | 2.3806e-13 | 3.2054e-15 | 8.1258e-15 | 7.4997e-15 | 1.0617e-13 | 2.6092e-13 | 2.8626e-11 | 1.1209e-09 | 1.8682e-09 | -2.7143 | 0.00055935 | 8.3829e-07 | 215.3557 | 1 | 9.4167e-05 | 3.4386e-06 | 284822.0395 | 0.28482 | 1.82020034418217-1349.14677891358i | -89.9227 | 23.2555036453106+15.9576287897959i | 34.4574 | 55.6199
|  |  |  | 305 | 309029.5433 | 1294.3735 | 62.2412 | 28.5924 | 29.125 | 27.9745 | 28.9352 | 0.56684 | 2.4106e-13 | 3.1176e-15 | 7.9034e-15 | 7.2945e-15 | 1.0326e-13 | 2.6249e-13 | 2.9401e-11 | 1.1503e-09 | 1.9172e-09 | -2.8268 | 0.00057402 | 8.7376e-07 | 218.3163 | 1 | 9.8152e-05 | 3.5354e-06 | 276706.2505 | 0.27671 | 1.67540286990196-1294.37245911955i | -89.9258 | 23.8733911552477+15.7349047919036i | 33.3888 | 56.6854
|  |  |  | 306 | 322106.8791 | 1241.8229 | 61.8812 | 28.9645 | 29.2373 | 28.3044 | 29.0371 | 0.55092 | 2.4391e-13 | 3.03e-15 | 7.6813e-15 | 7.0895e-15 | 1.0036e-13 | 2.6397e-13 | 3.0187e-11 | 1.1805e-09 | 1.9676e-09 | -2.9393 | 0.00058909 | 9.1074e-07 | 221.1515 | 1 | 0.00010231 | 3.6376e-06 | 268607.7653 | 0.26861 | 1.54212405964807-1241.82192020493i | -89.9288 | 24.4732517012249+15.4920624942279i | 32.3346 | 57.7365
|  |  |  | 307 | 335737.6142 | 1191.4057 | 61.5212 | 29.3202 | 29.3433 | 28.616 | 29.1322 | 0.53505 | 2.4659e-13 | 2.9428e-15 | 7.46e-15 | 6.8853e-15 | 9.747e-14 | 2.6537e-13 | 3.0982e-11 | 1.2115e-09 | 2.0192e-09 | -3.0518 | 0.00060455 | 9.4928e-07 | 223.8605 | 1 | 0.00010664 | 3.7455e-06 | 260544.4272 | 0.26054 | 1.41944760442638-1191.40488063247i | -89.9317 | 25.0538955282156+15.2308322275519i | 31.2964 | 58.7719
|  |  |  | 308 | 349945.167 | 1143.0355 | 61.1612 | 29.6595 | 29.4433 | 28.9094 | 29.2208 | 0.51927 | 2.4912e-13 | 2.856e-15 | 7.2401e-15 | 6.6823e-15 | 9.4597e-14 | 2.6667e-13 | 3.1786e-11 | 1.2433e-09 | 2.0722e-09 | -3.1643 | 0.00062041 | 9.8945e-07 | 226.4432 | 1 | 0.00011115 | 3.8593e-06 | 252533.2733 | 0.25253 | 1.30653008715065-1143.03472393877i | -89.9345 | 25.6143353048214+14.9530015473057i | 30.2753 | 59.7902
|  |  |  | 309 | 364753.9469 | 1096.629 | 60.8012 | 29.9825 | 29.5373 | 29.1845 | 29.3031 | 0.50362 | 2.5149e-13 | 2.7699e-15 | 7.0219e-15 | 6.4809e-15 | 9.1745e-14 | 2.6789e-13 | 3.26e-11 | 1.2759e-09 | 2.1265e-09 | -3.2767 | 0.00063667 | 1.0313e-06 | 228.9004 | 1 | 0.00011585 | 3.9792e-06 | 244590.4099 | 0.24459 | 1.20259518419221-1096.6283499696i | -89.9372 | 26.1537848274835+14.660389069209i | 29.2726 | 60.7902
|  |  |  | 310 | 380189.3963 | 1052.1066 | 60.4412 | 30.2892 | 29.6258 | 29.4416 | 29.3792 | 0.48812 | 2.5371e-13 | 2.6847e-15 | 6.8058e-15 | 6.2815e-15 | 8.8922e-14 | 2.6901e-13 | 3.3422e-11 | 1.3093e-09 | 2.1822e-09 | -3.389 | 0.00065335 | 1.075e-06 | 231.2334 | 1 | 0.00012075 | 4.1055e-06 | 236730.912 | 0.23673 | 1.10692832817862-1052.10603215089i | -89.9397 | 26.6716541453598+14.3548198417011i | 28.2894 | 61.7709
|  |  |  | 311 | 396278.0343 | 1009.3918 | 60.0812 | 30.5801 | 29.7088 | 29.6809 | 29.4495 | 0.47281 | 2.5577e-13 | 2.6004e-15 | 6.5923e-15 | 6.0844e-15 | 8.6132e-14 | 2.7004e-13 | 3.4252e-11 | 1.3436e-09 | 2.2393e-09 | -3.5011 | 0.00067044 | 1.1204e-06 | 233.444 | 1 | 0.00012586 | 4.2385e-06 | 228968.7451 | 0.22897 | 1.01887179535187-1009.39128055088i | -89.9422 | 27.1675415771504+14.0381027290674i | 27.3265 | 62.7314
|  |  |  | 312 | 413047.502 | 968.4112 | 59.7212 | 30.8554 | 29.7866 | 29.9027 | 29.5142 | 0.4577 | 2.5768e-13 | 2.5174e-15 | 6.3816e-15 | 5.89e-15 | 8.338e-14 | 2.7098e-13 | 3.5092e-11 | 1.3787e-09 | 2.2978e-09 | -3.6131 | 0.00068795 | 1.1679e-06 | 235.5347 | 1 | 0.00013119 | 4.3784e-06 | 221316.7091 | 0.22132 | 0.93782018371493-968.410710498512i | -89.9445 | 27.6412231403705+13.7120101588576i | 26.3847 | 63.6708
|  |  |  | 313 | 430526.6105 | 929.0943 | 59.3612 | 31.1155 | 29.8595 | 30.1072 | 29.5734 | 0.44282 | 2.5944e-13 | 2.4355e-15 | 6.1742e-15 | 5.6985e-15 | 8.067e-14 | 2.7183e-13 | 3.5939e-11 | 1.4146e-09 | 2.3577e-09 | -3.7248 | 0.00070589 | 1.2173e-06 | 237.5085 | 1 | 0.00013674 | 4.5255e-06 | 213786.404 | 0.21379 | 0.86321625088126-929.09391653318i | -89.9468 | 28.0926399346397+13.3782604678459i | 25.4647 | 64.5885
|  |  |  | 314 | 448745.3899 | 891.3737 | 59.0012 | 31.3608 | 29.9277 | 30.295 | 29.6274 | 0.4282 | 2.6106e-13 | 2.3551e-15 | 5.9703e-15 | 5.5103e-15 | 7.8005e-14 | 2.726e-13 | 3.6794e-11 | 1.4514e-09 | 2.419e-09 | -3.8364 | 0.00072425 | 1.2688e-06 | 239.3686 | 1 | 0.00014253 | 4.6801e-06 | 206388.2152 | 0.20639 | 0.79454708301497-891.373351469463i | -89.9489 | 28.5218840165682+13.0385029683349i | 24.5671 | 65.484
|  |  |  | 315 | 467735.1413 | 855.1845 | 58.6412 | 31.5918 | 29.9915 | 30.4663 | 29.6764 | 0.41384 | 2.6254e-13 | 2.2761e-15 | 5.7701e-15 | 5.3256e-15 | 7.539e-14 | 2.7327e-13 | 3.7657e-11 | 1.4891e-09 | 2.4818e-09 | -3.9476 | 0.00074304 | 1.3225e-06 | 241.1185 | 1 | 0.00014856 | 4.8424e-06 | 199131.3166 | 0.19913 | 0.731340568524389-855.184210369533i | -89.951 | 28.9291832788971+12.6943057556343i | 23.6922 | 66.3568
|  |  |  | 316 | 487528.4901 | 820.4646 | 58.2812 | 31.809 | 30.051 | 30.6218 | 29.7206 | 0.39977 | 2.6388e-13 | 2.1988e-15 | 5.5739e-15 | 5.1445e-15 | 7.2827e-14 | 2.7385e-13 | 3.8528e-11 | 1.5276e-09 | 2.546e-09 | -4.0585 | 0.00076226 | 1.3785e-06 | 242.7622 | 1 | 0.00015485 | 5.0129e-06 | 192023.6901 | 0.19202 | 0.673162152267529-820.464319224331i | -89.953 | 29.3148858053078+12.347146191094i | 22.8404 | 67.2067
|  |  |  | 317 | 508159.4426 | 787.1543 | 57.9212 | 32.013 | 30.1065 | 30.7619 | 29.7603 | 0.38601 | 2.6508e-13 | 2.123e-15 | 5.382e-15 | 4.9673e-15 | 7.0319e-14 | 2.7436e-13 | 3.9407e-11 | 1.567e-09 | 2.6117e-09 | -4.1692 | 0.00078193 | 1.4368e-06 | 244.3036 | 1 | 0.0001614 | 5.1917e-06 | 185072.1575 | 0.18507 | 0.619611847955509-787.154028152475i | -89.9549 | 29.6794441195464+11.9984039248321i | 22.0118 | 68.0333
|  |  |  | 318 | 529663.4439 | 755.1963 | 57.5612 | 32.2042 | 30.1583 | 30.8871 | 29.7955 | 0.37255 | 2.6616e-13 | 2.049e-15 | 5.1943e-15 | 4.7942e-15 | 6.7868e-14 | 2.7478e-13 | 4.0294e-11 | 1.6073e-09 | 2.6788e-09 | -4.2794 | 0.00080204 | 1.4976e-06 | 245.7471 | 1 | 0.00016823 | 5.3792e-06 | 178282.4252 | 0.17828 | 0.570321488215209-755.196108933706i | -89.9567 | 30.023399687703+11.6493562686636i | 21.2067 | 68.8366
|  |  |  | 319 | 552077.4393 | 724.5358 | 57.2012 | 32.3833 | 30.2064 | 30.9979 | 29.8266 | 0.35941 | 2.6712e-13 | 1.9768e-15 | 5.0112e-15 | 4.6251e-15 | 6.5475e-14 | 2.7511e-13 | 4.1188e-11 | 1.6485e-09 | 2.7475e-09 | -4.3893 | 0.00082259 | 1.561e-06 | 247.0969 | 1 | 0.00017535 | 5.5758e-06 | 171659.1367 | 0.17166 | 0.524952193406043-724.535656701061i | -89.9585 | 30.3473679696825+11.3011756921374i | 20.425 | 69.6165
|  |  |  | 320 | 575439.9373 | 695.1202 | 56.8412 | 32.5508 | 30.2512 | 31.0947 | 29.8537 | 0.34661 | 2.6795e-13 | 1.9063e-15 | 4.8326e-15 | 4.4603e-15 | 6.3142e-14 | 2.7537e-13 | 4.209e-11 | 1.6906e-09 | 2.8176e-09 | -4.4988 | 0.00084359 | 1.627e-06 | 248.3573 | 1 | 0.00018277 | 5.7818e-06 | 165205.933 | 0.16521 | 0.483192041789662-695.119995623139i | -89.9602 | 30.6520242534791+10.9549291916661i | 19.6667 | 70.3731
|  |  |  | 321 | 599791.0763 | 666.8987 | 56.4812 | 32.7074 | 30.2929 | 31.1782 | 29.877 | 0.33413 | 2.6867e-13 | 1.8377e-15 | 4.6588e-15 | 4.2998e-15 | 6.087e-14 | 2.7556e-13 | 4.3e-11 | 1.7336e-09 | 2.8893e-09 | -4.6079 | 0.00086505 | 1.6959e-06 | 249.5327 | 1 | 0.0001905 | 5.9976e-06 | 158925.5175 | 0.15893 | 0.444753925035346-666.89858841453i | -89.9618 | 30.9380904464561+10.6115792726398i | 18.9317 | 71.1066
|  |  |  | 322 | 625172.6928 | 639.8231 | 56.1212 | 32.8534 | 30.3316 | 31.2489 | 29.8967 | 0.322 | 2.6928e-13 | 1.771e-15 | 4.4896e-15 | 4.1437e-15 | 5.866e-14 | 2.7567e-13 | 4.3918e-11 | 1.7775e-09 | 2.9625e-09 | -4.7165 | 0.00088696 | 1.7676e-06 | 250.6274 | 1 | 0.00019856 | 6.2236e-06 | 152819.7245 | 0.15282 | 0.409373574318108-639.82294951915i | -89.9633 | 31.2063229433952+10.2719862850316i | 18.2197 | 71.817
|  |  |  | 323 | 651628.3941 | 613.8467 | 55.7612 | 32.9896 | 30.3676 | 31.3071 | 29.9129 | 0.31021 | 2.6978e-13 | 1.7062e-15 | 4.3252e-15 | 3.992e-15 | 5.6512e-14 | 2.757e-13 | 4.4844e-11 | 1.8223e-09 | 3.0372e-09 | -4.8248 | 0.00090934 | 1.8424e-06 | 251.6456 | 1 | 0.00020697 | 6.4601e-06 | 146889.5888 | 0.14689 | 0.376807743439231-613.846561817492i | -89.9648 | 31.4575016428293+9.93691186212281i | 17.5305 | 72.5047
|  |  |  | 324 | 679203.6326 | 588.9249 | 55.4012 | 33.1165 | 30.4009 | 31.3535 | 29.9257 | 0.29876 | 2.7018e-13 | 1.6432e-15 | 4.1656e-15 | 3.8446e-15 | 5.4426e-14 | 2.7567e-13 | 4.5777e-11 | 1.8681e-09 | 3.1135e-09 | -4.9325 | 0.00093218 | 1.9204e-06 | 252.5916 | 1 | 0.00021573 | 6.7077e-06 | 141135.4166 | 0.14114 | 0.346832536478302-588.924796714736i | -89.9663 | 31.6924201418172+9.6070232274695i | 16.8638 | 73.1699
|  |  |  | 325 | 707945.7844 | 565.0149 | 55.0412 | 33.2346 | 30.4318 | 31.3883 | 29.9354 | 0.28766 | 2.7048e-13 | 1.5821e-15 | 4.0107e-15 | 3.7017e-15 | 5.2403e-14 | 2.7557e-13 | 4.6719e-11 | 1.9148e-09 | 3.1914e-09 | -5.0398 | 0.0009555 | 2.0017e-06 | 253.4693 | 1 | 0.00022485 | 6.9667e-06 | 135556.8546 | 0.13556 | 0.319241868479619-565.014837472653i | -89.9676 | 31.9118771050193+9.28289815514638i | 16.2193 | 73.8131
|  |  |  | 326 | 737904.2301 | 542.0757 | 54.6812 | 33.3444 | 30.4605 | 31.4122 | 29.942 | 0.27689 | 2.7069e-13 | 1.5229e-15 | 3.8606e-15 | 3.5632e-15 | 5.0441e-14 | 2.754e-13 | 4.7668e-11 | 1.9625e-09 | 3.2708e-09 | -5.1466 | 0.00097928 | 2.0864e-06 | 254.2828 | 1 | 0.00023437 | 7.2376e-06 | 130152.9581 | 0.13015 | 0.293846048590211-542.075605653594i | -89.9689 | 32.1166687764889+8.9650303909169i | 15.5965 | 74.4345
|  |  |  | 327 | 769130.4403 | 520.0678 | 54.3212 | 33.4465 | 30.487 | 31.4255 | 29.9456 | 0.26646 | 2.708e-13 | 1.4655e-15 | 3.7152e-15 | 3.429e-15 | 4.8542e-14 | 2.7517e-13 | 4.8625e-11 | 2.0111e-09 | 3.3519e-09 | -5.2529 | 0.0010035 | 2.1747e-06 | 255.0358 | 1 | 0.00024429 | 7.5208e-06 | 124922.2563 | 0.12492 | 0.270470475908625-520.067690550323i | -89.9702 | 32.3075825815942+8.65383536587382i | 14.9951 | 75.0347
|  |  |  | 328 | 801678.0634 | 498.9533 | 53.9612 | 33.5413 | 30.5116 | 31.4285 | 29.9465 | 0.25637 | 2.7083e-13 | 1.41e-15 | 3.5745e-15 | 3.2991e-15 | 4.6703e-14 | 2.7487e-13 | 4.9589e-11 | 2.0607e-09 | 3.4345e-09 | -5.3586 | 0.0010283 | 2.2667e-06 | 255.7319 | 1 | 0.00025462 | 7.8169e-06 | 119862.8145 | 0.11986 | 0.248954439078483-498.953281480511i | -89.9714 | 32.4853917512079+8.34965605809165i | 14.4146 | 75.614
|  |  |  | 329 | 835603.0182 | 478.6962 | 53.6012 | 33.6292 | 30.5343 | 31.4218 | 29.9446 | 0.24661 | 2.7077e-13 | 1.3563e-15 | 3.4384e-15 | 3.1735e-15 | 4.4925e-14 | 2.7451e-13 | 5.0562e-11 | 2.1113e-09 | 3.5188e-09 | -5.4639 | 0.0010535 | 2.3626e-06 | 256.3747 | 1 | 0.0002654 | 8.1263e-06 | 114972.293 | 0.11497 | 0.229150011374027-478.696102829655i | -89.9726 | 32.6508508901096+8.05276888108399i | 13.8545 | 76.1729
|  |  |  | 330 | 870963.59 | 459.2614 | 53.2412 | 33.7108 | 30.5554 | 31.4056 | 29.9401 | 0.23717 | 2.7063e-13 | 1.3044e-15 | 3.3068e-15 | 3.052e-15 | 4.3205e-14 | 2.741e-13 | 5.1542e-11 | 2.1628e-09 | 3.6047e-09 | -5.5687 | 0.0010792 | 2.4626e-06 | 256.9675 | 1 | 0.00027663 | 8.4497e-06 | 110248.0024 | 0.11025 | 0.210921033681334-459.261351730854i | -89.9737 | 32.8046924055737+7.76338949969809i | 13.3144 | 76.7119
|  |  |  | 331 | 907820.5302 | 440.6157 | 52.8812 | 33.7864 | 30.5748 | 31.3802 | 29.9331 | 0.22805 | 2.7041e-13 | 1.2543e-15 | 3.1796e-15 | 2.9347e-15 | 4.1544e-14 | 2.7362e-13 | 5.253e-11 | 2.2153e-09 | 3.6922e-09 | -5.6729 | 0.0011055 | 2.5668e-06 | 257.5134 | 1 | 0.00028834 | 8.7876e-06 | 105686.9545 | 0.10569 | 0.194142178383204-440.61563827447i | -89.9748 | 32.9476237096685+7.48167849410366i | 12.7937 | 77.2316
|  |  |  | 332 | 946237.1614 | 422.727 | 52.5212 | 33.8565 | 30.5928 | 31.3459 | 29.9236 | 0.21925 | 2.7012e-13 | 1.2059e-15 | 3.0569e-15 | 2.8214e-15 | 3.994e-14 | 2.7309e-13 | 5.3525e-11 | 2.2689e-09 | 3.7814e-09 | -5.7766 | 0.0011322 | 2.6754e-06 | 258.0154 | 1 | 0.00030054 | 9.1405e-06 | 101285.9099 | 0.10129 | 0.178698087711878-422.726928144957i | -89.9758 | 33.0803251091344+7.20774681049154i | 12.2918 | 77.7324
|  |  |  | 333 | 986279.4856 | 405.5645 | 52.1612 | 33.9213 | 30.6095 | 31.3031 | 29.9118 | 0.21075 | 2.6975e-13 | 1.1591e-15 | 2.9384e-15 | 2.712e-15 | 3.8392e-14 | 2.725e-13 | 5.4528e-11 | 2.3234e-09 | 3.8723e-09 | -5.8797 | 0.0011594 | 2.7886e-06 | 258.4765 | 1 | 0.00031326 | 9.509e-06 | 97041.4213 | 0.097041 | 0.164482580645711-405.564487586367i | -89.9768 | 33.2034482991765+6.9416609528805i | 11.8084 | 78.2148
|  |  |  | 334 | 1028016.2981 | 389.0989 | 51.8012 | 33.9813 | 30.6248 | 31.252 | 29.8976 | 0.20255 | 2.6931e-13 | 1.114e-15 | 2.8241e-15 | 2.6065e-15 | 3.6899e-14 | 2.7185e-13 | 5.5538e-11 | 2.3789e-09 | 3.9649e-09 | -5.9823 | 0.0011871 | 2.9066e-06 | 258.8991 | 1 | 0.00032651 | 9.8939e-06 | 92949.8727 | 0.09295 | 0.151397922897192-389.098830602021i | -89.9777 | 33.3176153815674+6.68344788405231i | 11.3429 | 78.6794
|  |  |  | 335 | 1071519.3052 | 373.3017 | 51.4412 | 34.0369 | 30.639 | 31.1928 | 29.8811 | 0.19464 | 2.688e-13 | 1.0705e-15 | 2.7139e-15 | 2.5048e-15 | 3.5459e-14 | 2.7115e-13 | 5.6555e-11 | 2.4355e-09 | 4.0591e-09 | -6.0843 | 0.0012153 | 3.0296e-06 | 259.2859 | 1 | 0.00034033 | 1.0296e-05 | 89007.5155 | 0.089008 | 0.139354154973389-373.30166829765i | -89.9786 | 33.4234183325871+6.43309961517007i | 10.8947 | 79.1267
|  |  |  | 336 | 1116863.2478 | 358.1459 | 51.0812 | 34.0882 | 30.6521 | 31.1257 | 29.8624 | 0.18702 | 2.6822e-13 | 1.0286e-15 | 2.6076e-15 | 2.4067e-15 | 3.407e-14 | 2.704e-13 | 5.7579e-11 | 2.4931e-09 | 4.1551e-09 | -6.1858 | 0.001244 | 3.1579e-06 | 259.6393 | 1 | 0.00035473 | 1.0715e-05 | 85210.5004 | 0.085211 | 0.128268473689225-358.145860281008i | -89.9795 | 33.5214188521615+6.19057747323127i | 10.4632 | 79.5573
|  |  |  | 337 | 1164126.0294 | 343.6054 | 50.7212 | 34.1357 | 30.6642 | 31.051 | 29.8415 | 0.17968 | 2.6757e-13 | 9.8825e-16 | 2.5052e-15 | 2.3122e-15 | 3.2733e-14 | 2.6959e-13 | 5.8609e-11 | 2.5517e-09 | 4.2528e-09 | -6.2867 | 0.0012733 | 3.2915e-06 | 259.9613 | 1 | 0.00036974 | 1.1153e-05 | 81554.9064 | 0.081555 | 0.11806466288139-343.605368034501i | -89.9803 | 33.6121485317328+5.95581604332525i | 10.0481 | 79.9716
|  |  |  | 338 | 1213388.8505 | 329.6552 | 50.3612 | 34.1796 | 30.6753 | 30.9687 | 29.8185 | 0.17261 | 2.6686e-13 | 9.4934e-16 | 2.4066e-15 | 2.2212e-15 | 3.1444e-14 | 2.6873e-13 | 5.9646e-11 | 2.6113e-09 | 4.3522e-09 | -6.3871 | 0.001303 | 3.4308e-06 | 260.2541 | 1 | 0.00038539 | 1.161e-05 | 78036.7659 | 0.078037 | 0.108672569409021-329.655210180719i | -89.9811 | 33.6961092846926+5.72872678890919i | 9.6487 | 80.3702
|  |  |  | 339 | 1264736.3475 | 316.2714 | 50.0012 | 34.2202 | 30.6856 | 30.8791 | 29.7933 | 0.1658 | 2.6609e-13 | 9.1188e-16 | 2.3117e-15 | 2.1336e-15 | 3.0203e-14 | 2.6782e-13 | 6.0688e-11 | 2.672e-09 | 4.4533e-09 | -6.4869 | 0.0013333 | 3.576e-06 | 260.5197 | 1 | 0.0004017 | 1.2087e-05 | 74652.0881 | 0.074652 | 0.100027620838584-316.271419564049i | -89.9819 | 33.7737739893905+5.50920135816713i | 9.2645 | 80.7536
|  |  |  | 340 | 1318256.7386 | 303.431 | 49.6412 | 34.2576 | 30.6951 | 30.7823 | 29.766 | 0.15924 | 2.6526e-13 | 8.7582e-16 | 2.2202e-15 | 2.0492e-15 | 2.9009e-14 | 2.6686e-13 | 6.1736e-11 | 2.7337e-09 | 4.5562e-09 | -6.5861 | 0.0013641 | 3.7273e-06 | 260.7597 | 1 | 0.0004187 | 1.2585e-05 | 71396.8781 | 0.071397 | 0.0920703814969891-303.431002074663i | -89.9826 | 33.8455873006901+5.29711458817769i | 8.8951 | 81.1223
|  |  |  | 341 | 1374041.975 | 291.1119 | 49.2812 | 34.2922 | 30.7039 | 30.6784 | 29.7366 | 0.15293 | 2.6436e-13 | 8.4111e-16 | 2.1322e-15 | 1.968e-15 | 2.7859e-14 | 2.6584e-13 | 6.2789e-11 | 2.7965e-09 | 4.6609e-09 | -6.6847 | 0.0013955 | 3.885e-06 | 260.9758 | 1 | 0.00043642 | 1.3104e-05 | 68267.1547 | 0.068267 | 0.0847461438407556-291.111897144117i | -89.9833 | 33.9119665916623+5.09232722126022i | 8.5399 | 81.4768
|  |  |  | 342 | 1432187.8993 | 279.293 | 48.9212 | 34.3241 | 30.712 | 30.5675 | 29.7052 | 0.14686 | 2.6341e-13 | 8.0771e-16 | 2.0476e-15 | 1.8898e-15 | 2.6753e-14 | 2.6478e-13 | 6.3847e-11 | 2.8604e-09 | 4.7673e-09 | -6.7827 | 0.0014273 | 4.0494e-06 | 261.1697 | 1 | 0.00045488 | 1.3646e-05 | 65258.9654 | 0.065259 | 0.0780045523318311-279.292939844746i | -89.984 | 33.9733029922203+4.8946883496677i | 8.1984 | 81.8176
|  |  |  | 343 | 1492794.4096 | 267.9538 | 48.5612 | 34.3535 | 30.7194 | 30.4497 | 29.6717 | 0.14102 | 2.6239e-13 | 7.7559e-16 | 1.9661e-15 | 1.8147e-15 | 2.5689e-14 | 2.6366e-13 | 6.4909e-11 | 2.9253e-09 | 4.8755e-09 | -6.8802 | 0.0014597 | 4.2208e-06 | 261.3426 | 1 | 0.00047413 | 1.4211e-05 | 62368.3991 | 0.062368 | 0.0717992572341674-267.953824527724i | -89.9846 | 34.0299624962736+4.70403760589611i | 7.8702 | 82.1451
|  |  |  | 344 | 1555965.6316 | 257.0751 | 48.2012 | 34.3807 | 30.7263 | 30.3251 | 29.636 | 0.1354 | 2.6132e-13 | 7.4469e-16 | 1.8878e-15 | 1.7424e-15 | 2.4666e-14 | 2.6249e-13 | 6.5975e-11 | 2.9913e-09 | 4.9854e-09 | -6.977 | 0.0014926 | 4.3994e-06 | 261.496 | 1 | 0.0004942 | 1.4801e-05 | 59591.5974 | 0.059592 | 0.0660875959508554-257.075069937334i | -89.9853 | 34.0822871133155+4.52020711642155i | 7.5548 | 82.4599
|  |  |  | 345 | 1621810.0974 | 246.638 | 47.8412 | 34.4058 | 30.7326 | 30.1938 | 29.5984 | 0.13 | 2.6019e-13 | 7.1497e-16 | 1.8125e-15 | 1.6729e-15 | 2.3681e-14 | 2.6128e-13 | 6.7044e-11 | 3.0583e-09 | 5.0972e-09 | -7.0733 | 0.0015261 | 4.5856e-06 | 261.6311 | 1 | 0.00051511 | 1.5416e-05 | 56924.7637 | 0.056925 | 0.0608302997109644-246.63798574153i | -89.9859 | 34.1305960442183+4.34302323676832i | 7.2518 | 82.7624
|  |  |  | 346 | 1690440.9316 | 236.6246 | 47.4812 | 34.4289 | 30.7385 | 30.0558 | 29.5586 | 0.1248 | 2.59e-13 | 6.8641e-16 | 1.7401e-15 | 1.606e-15 | 2.2735e-14 | 2.6001e-13 | 6.8115e-11 | 3.1264e-09 | 5.2107e-09 | -7.169 | 0.0015601 | 4.7796e-06 | 261.749 | 1 | 0.00053691 | 1.6058e-05 | 54364.171 | 0.054364 | 0.0559912235895201-236.624640421286i | -89.9864 | 34.1751868644661+4.17230808556084i | 6.9606 | 83.053
|  |  |  | 347 | 1761976.0464 | 227.0178 | 47.1212 | 34.4503 | 30.7439 | 29.9112 | 29.5167 | 0.11981 | 2.5775e-13 | 6.5895e-16 | 1.6705e-15 | 1.5418e-15 | 2.1826e-14 | 2.5869e-13 | 6.9188e-11 | 3.1956e-09 | 5.326e-09 | -7.264 | 0.0015946 | 4.9819e-06 | 261.8506 | 1 | 0.00055963 | 1.6727e-05 | 51906.1685 | 0.051906 | 0.0515370980044626-227.017830463579i | -89.987 | 34.2163367010676+4.00788089469708i | 6.6808 | 83.3322
|  |  |  | 348 | 1836538.3433 | 217.8011 | 46.7612 | 34.4699 | 30.7488 | 29.76 | 29.4727 | 0.11501 | 2.5645e-13 | 6.3256e-16 | 1.6036e-15 | 1.48e-15 | 2.0952e-14 | 2.5731e-13 | 7.0262e-11 | 3.2659e-09 | 5.4431e-09 | -7.3585 | 0.0016297 | 5.1927e-06 | 261.937 | 1 | 0.00058331 | 1.7425e-05 | 49547.1863 | 0.049547 | 0.0474372999820921-217.801050805075i | -89.9875 | 34.2543033920438+3.849559192077i | 6.4121 | 83.6004
|  |  |  | 349 | 1914255.925 | 208.9585 | 46.4012 | 34.4881 | 30.7534 | 29.6023 | 29.4265 | 0.1104 | 2.5509e-13 | 6.0719e-16 | 1.5393e-15 | 1.4207e-15 | 2.0112e-14 | 2.5589e-13 | 7.1337e-11 | 3.3372e-09 | 5.562e-09 | -7.4523 | 0.0016653 | 5.4124e-06 | 262.0091 | 1 | 0.000608 | 1.8152e-05 | 47283.7399 | 0.047284 | 0.043663642618415-208.95846647576i | -89.988 | 34.2893266196639+3.6971598324816i | 6.154 | 83.858
|  |  |  | 350 | 1995262.315 | 200.4749 | 46.0412 | 34.5048 | 30.7576 | 29.438 | 29.3782 | 0.10597 | 2.5367e-13 | 5.8283e-16 | 1.4775e-15 | 1.3637e-15 | 1.9304e-14 | 2.5442e-13 | 7.2411e-11 | 3.4096e-09 | 5.6827e-09 | -7.5455 | 0.0017014 | 5.6415e-06 | 262.0675 | 1 | 0.00063373 | 1.8911e-05 | 45112.4329 | 0.045112 | 0.0401901812889027-200.474885393787i | -89.9885 | 34.3216290105749+3.55049989127495i | 5.9061 | 84.1054
|  |  |  | 351 | 2079696.6871 | 192.3357 | 45.6812 | 34.5202 | 30.7615 | 29.2673 | 29.3277 | 0.10171 | 2.522e-13 | 5.5941e-16 | 1.4181e-15 | 1.3089e-15 | 1.8529e-14 | 2.5289e-13 | 7.3484e-11 | 3.4831e-09 | 5.8052e-09 | -7.6382 | 0.0017381 | 5.8802e-06 | 262.1131 | 1 | 0.00066054 | 1.9703e-05 | 43029.9598 | 0.04303 | 0.0369930352743249-192.335732264809i | -89.989 | 34.3514171976412+3.4093974346301i | 5.6681 | 84.3429
|  |  |  | 352 | 2167704.1048 | 184.527 | 45.3212 | 34.5344 | 30.765 | 29.0901 | 29.2749 | 0.097622 | 2.5068e-13 | 5.3692e-16 | 1.3611e-15 | 1.2563e-15 | 1.7784e-14 | 2.5131e-13 | 7.4555e-11 | 3.5577e-09 | 5.9294e-09 | -7.7301 | 0.0017753 | 6.129e-06 | 262.1465 | 1 | 0.0006885 | 2.0528e-05 | 41033.1066 | 0.041033 | 0.0340502235763057-184.527023540965i | -89.9894 | 34.3788828397334+3.27367217899113i | 5.4395 | 84.5711
|  |  |  | 353 | 2259435.7702 | 177.0353 | 44.9612 | 34.5475 | 30.7683 | 28.9065 | 29.2199 | 0.093694 | 2.4909e-13 | 5.1532e-16 | 1.3064e-15 | 1.2057e-15 | 1.7068e-14 | 2.4969e-13 | 7.5623e-11 | 3.6333e-09 | 6.0555e-09 | -7.8215 | 0.001813 | 6.3884e-06 | 262.1682 | 1 | 0.00071763 | 2.1389e-05 | 39118.7525 | 0.039119 | 0.0313415137938054-177.035343396495i | -89.9899 | 34.4042035968903+3.14314605149855i | 5.22 | 84.7901
|  |  |  | 354 | 2355049.2839 | 169.8478 | 44.6012 | 34.5595 | 30.7714 | 28.7165 | 29.1626 | 0.089922 | 2.4746e-13 | 4.9457e-16 | 1.2538e-15 | 1.1572e-15 | 1.6381e-14 | 2.48e-13 | 7.6687e-11 | 3.71e-09 | 6.1833e-09 | -7.9122 | 0.0018513 | 6.6587e-06 | 262.1788 | 1 | 0.000748 | 2.2286e-05 | 37283.8698 | 0.037284 | 0.0288482830215297-169.847820678707i | -89.9903 | 34.4275440592753+3.01764366214435i | 5.0093 | 85.0004
|  |  |  | 355 | 2454708.9157 | 162.9521 | 44.2412 | 34.5707 | 30.7742 | 28.5201 | 29.103 | 0.086299 | 2.4576e-13 | 4.7464e-16 | 1.2032e-15 | 1.1105e-15 | 1.5721e-14 | 2.4627e-13 | 7.7745e-11 | 3.7877e-09 | 6.3129e-09 | -8.0023 | 0.0018901 | 6.9405e-06 | 262.1788 | 1 | 0.00077965 | 2.3222e-05 | 35525.5238 | 0.035526 | 0.0265533898139185-162.952106794714i | -89.9907 | 34.4490566291586+2.89699269749513i | 4.807 | 85.2024
|  |  |  | 356 | 2558585.8869 | 156.3364 | 43.8812 | 34.5809 | 30.7767 | 28.3172 | 29.041 | 0.08282 | 2.4402e-13 | 4.5551e-16 | 1.1547e-15 | 1.0658e-15 | 1.5087e-14 | 2.4449e-13 | 7.8798e-11 | 3.8665e-09 | 6.4442e-09 | -8.0917 | 0.0019294 | 7.2342e-06 | 262.1686 | 1 | 0.00081265 | 2.4197e-05 | 33840.8718 | 0.033841 | 0.0244410563344439-156.336354495935i | -89.991 | 34.468882355823+2.78102424493892i | 4.6128 | 85.3962
|  |  |  | 357 | 2666858.6645 | 149.9892 | 43.5212 | 34.5903 | 30.7791 | 28.1081 | 28.9766 | 0.079479 | 2.4221e-13 | 4.3713e-16 | 1.1082e-15 | 1.0228e-15 | 1.4479e-14 | 2.4265e-13 | 7.9844e-11 | 3.9464e-09 | 6.5773e-09 | -8.1805 | 0.0019692 | 7.5404e-06 | 262.1486 | 1 | 0.00084703 | 2.5214e-05 | 32227.1627 | 0.032227 | 0.0224967598799745-149.989197523923i | -89.9914 | 34.4871517238324+2.66957305557884i | 4.4263 | 85.5823
|  |  |  | 358 | 2779713.2678 | 143.8997 | 43.1612 | 34.599 | 30.7813 | 27.8926 | 28.9098 | 0.076271 | 2.4036e-13 | 4.1949e-16 | 1.0634e-15 | 9.815e-16 | 1.3894e-14 | 2.4076e-13 | 8.0881e-11 | 4.0272e-09 | 6.7121e-09 | -8.2686 | 0.0020096 | 7.8595e-06 | 262.1192 | 1 | 0.00088288 | 2.6275e-05 | 30681.7355 | 0.030682 | 0.0207071330344145-143.899731082546i | -89.9918 | 34.5039853955172+2.56247775311502i | 4.2473 | 85.7609
|  |  |  | 359 | 2897343.5877 | 138.0575 | 42.8012 | 34.607 | 30.7833 | 27.6708 | 28.8404 | 0.073192 | 2.3845e-13 | 4.0255e-16 | 1.0205e-15 | 9.4187e-16 | 1.3333e-14 | 2.3882e-13 | 8.191e-11 | 4.1091e-09 | 6.8486e-09 | -8.356 | 0.0020505 | 8.192e-06 | 262.0805 | 1 | 0.00092024 | 2.738e-05 | 29202.0174 | 0.029202 | 0.0190598717651593-138.057493102984i | -89.9921 | 34.5194949088724+2.4595809953326i | 4.0755 | 85.9324
|  |  |  | 360 | 3019951.7204 | 132.4524 | 42.4412 | 34.6144 | 30.7851 | 27.4427 | 28.7685 | 0.070235 | 2.3648e-13 | 3.8629e-16 | 9.7927e-16 | 9.0383e-16 | 1.2795e-14 | 2.3683e-13 | 8.2927e-11 | 4.1921e-09 | 6.9868e-09 | -8.4428 | 0.0020918 | 8.5387e-06 | 262.0328 | 1 | 0.00095918 | 2.8533e-05 | 27785.5227 | 0.027786 | 0.0175436508305113-132.452446269337i | -89.9924 | 34.5337833323031+2.36072959414127i | 3.9107 | 86.0969
|  |  |  | 361 | 3147748.3141 | 127.075 | 42.0812 | 34.6212 | 30.7868 | 27.2083 | 28.694 | 0.067397 | 2.3446e-13 | 3.7068e-16 | 9.397e-16 | 8.673e-16 | 1.2278e-14 | 2.3479e-13 | 8.3933e-11 | 4.276e-09 | 7.1267e-09 | -8.5289 | 0.0021337 | 8.9e-06 | 261.9764 | 1 | 0.00099977 | 2.9734e-05 | 26429.8505 | 0.02643 | 0.0161480459164676-127.074960773979i | -89.9927 | 34.5469458778494+2.26577459949702i | 3.7524 | 86.2549
|  |  |  | 362 | 3280952.9311 | 121.9158 | 41.7212 | 34.6274 | 30.7884 | 26.9678 | 28.6169 | 0.064672 | 2.3239e-13 | 3.557e-16 | 9.0171e-16 | 8.3224e-16 | 1.1781e-14 | 2.3269e-13 | 8.4925e-11 | 4.3609e-09 | 7.2682e-09 | -8.6143 | 0.0021761 | 9.2767e-06 | 261.9115 | 1 | 0.0010421 | 3.0987e-05 | 25132.6824 | 0.025133 | 0.0148634619675565-121.915797773029i | -89.993 | 34.5590704746415+2.17457135197042i | 3.6005 | 86.4065
|  |  |  | 363 | 3419794.4251 | 116.9661 | 41.3612 | 34.6332 | 30.7898 | 26.7212 | 28.5371 | 0.062057 | 2.3026e-13 | 3.4131e-16 | 8.6524e-16 | 7.9858e-16 | 1.1305e-14 | 2.3054e-13 | 8.5904e-11 | 4.4468e-09 | 7.4114e-09 | -8.699 | 0.002219 | 9.6692e-06 | 261.8381 | 1 | 0.0010862 | 3.2293e-05 | 23891.7811 | 0.023892 | 0.0136810672189834-116.966093513513i | -89.9933 | 34.570238304423+2.0869795082119i | 3.4547 | 86.552
|  |  |  | 364 | 3564511.3343 | 112.2173 | 41.0012 | 34.6385 | 30.7912 | 26.4684 | 28.4546 | 0.059547 | 2.2808e-13 | 3.2751e-16 | 8.3024e-16 | 7.6628e-16 | 1.0848e-14 | 2.2835e-13 | 8.6866e-11 | 4.5337e-09 | 7.5562e-09 | -8.783 | 0.0022623 | 1.0078e-05 | 261.7564 | 1 | 0.0011321 | 3.3654e-05 | 22704.9876 | 0.022705 | 0.0125927324765447-112.217344104946i | -89.9936 | 34.5805243010266+2.00286304309615i | 3.3148 | 86.6916
|  |  |  | 365 | 3715352.291 | 107.6614 | 40.6412 | 34.6434 | 30.7924 | 26.2096 | 28.3692 | 0.057137 | 2.2585e-13 | 3.1425e-16 | 7.9665e-16 | 7.3527e-16 | 1.0409e-14 | 2.261e-13 | 8.7812e-11 | 4.6215e-09 | 7.7025e-09 | -8.8663 | 0.0023061 | 1.0505e-05 | 261.6665 | 1 | 0.0011801 | 3.5074e-05 | 21570.2189 | 0.02157 | 0.0115909752268491-107.661390909176i | -89.9938 | 34.5899976156996+1.92209023190395i | 3.1805 | 86.8256
|  |  |  | 366 | 3872576.4492 | 103.2904 | 40.2812 | 34.6479 | 30.7935 | 25.9449 | 28.281 | 0.054824 | 2.2357e-13 | 3.0153e-16 | 7.644e-16 | 7.0551e-16 | 9.9874e-15 | 2.238e-13 | 8.874e-11 | 4.7103e-09 | 7.8504e-09 | -8.9489 | 0.0023504 | 1.0949e-05 | 261.5684 | 1 | 0.00123 | 3.6553e-05 | 20485.4659 | 0.020485 | 0.0106689081935924-103.290406523388i | -89.9941 | 34.5987220501661+1.84453361551703i | 3.0517 | 86.9542
|  |  |  | 367 | 4036453.9297 | 99.0969 | 39.9212 | 34.652 | 30.7946 | 25.6743 | 28.19 | 0.052605 | 2.2124e-13 | 2.8933e-16 | 7.3346e-16 | 6.7695e-16 | 9.5831e-15 | 2.2145e-13 | 8.9647e-11 | 4.7999e-09 | 7.9998e-09 | -9.0308 | 0.0023952 | 1.1413e-05 | 261.4621 | 1 | 0.001282 | 3.8095e-05 | 19448.7912 | 0.019449 | 0.00982019198620058-99.0968813321813i | -89.9943 | 34.6067564592872+1.77006995125631i | 2.928 | 87.0777
|  |  |  | 368 | 4207266.2838 | 95.0736 | 39.5612 | 34.6558 | 30.7955 | 25.3979 | 28.096 | 0.050475 | 2.1886e-13 | 2.7761e-16 | 7.0376e-16 | 6.4954e-16 | 9.1951e-15 | 2.1905e-13 | 9.0534e-11 | 4.8904e-09 | 8.1507e-09 | -9.112 | 0.0024403 | 1.1896e-05 | 261.3476 | 1 | 0.0013363 | 3.9703e-05 | 18458.3263 | 0.018458 | 0.00903899151529348-95.0736106056255i | -89.9946 | 34.6141551251335+1.69858015168454i | 2.8094 | 87.1961
|  |  |  | 369 | 4385306.9777 | 91.2137 | 39.2012 | 34.6593 | 30.7964 | 25.1158 | 27.9989 | 0.04843 | 2.1643e-13 | 2.6637e-16 | 6.7525e-16 | 6.2323e-16 | 8.8226e-15 | 2.1661e-13 | 9.1399e-11 | 4.9818e-09 | 8.3031e-09 | -9.1924 | 0.0024859 | 1.2399e-05 | 261.2249 | 1 | 0.0013928 | 4.1379e-05 | 17512.2696 | 0.017512 | 0.00831993587531499-91.2136821211251i | -89.9948 | 34.6209681042296+1.62994921341567i | 2.6955 | 87.3097
|  |  |  | 370 | 4570881.8961 | 87.5105 | 38.8412 | 34.6625 | 30.7972 | 24.8282 | 27.8989 | 0.046469 | 2.1395e-13 | 2.5558e-16 | 6.479e-16 | 5.9798e-16 | 8.4652e-15 | 2.1412e-13 | 9.2239e-11 | 5.0741e-09 | 8.4568e-09 | -9.2721 | 0.002532 | 1.2924e-05 | 261.094 | 1 | 0.0014518 | 4.3126e-05 | 16608.8842 | 0.016609 | 0.00765808141851597-87.5104642878196i | -89.995 | 34.6272415496662+1.56406613772508i | 2.5862 | 87.4188
|  |  |  | 371 | 4764309.8681 | 83.9576 | 38.4812 | 34.6655 | 30.798 | 24.5351 | 27.7958 | 0.044586 | 2.1142e-13 | 2.4522e-16 | 6.2165e-16 | 5.7375e-16 | 8.1222e-15 | 2.1158e-13 | 9.3055e-11 | 5.1671e-09 | 8.6119e-09 | -9.351 | 0.0025784 | 1.3471e-05 | 260.9548 | 1 | 0.0015132 | 4.4947e-05 | 15746.4951 | 0.015746 | 0.00704887776641816-83.9575947531341i | -89.9952 | 34.6330180097064+1.5008238445326i | 2.4814 | 87.5234
|  |  |  | 372 | 4965923.2145 | 80.549 | 38.1212 | 34.6683 | 30.7986 | 24.2368 | 27.6895 | 0.042779 | 2.0885e-13 | 2.3528e-16 | 5.9646e-16 | 5.505e-16 | 7.7931e-15 | 2.09e-13 | 9.3844e-11 | 5.261e-09 | 8.7683e-09 | -9.4291 | 0.0026252 | 1.4041e-05 | 260.8071 | 1 | 0.0015773 | 4.6846e-05 | 14923.4875 | 0.014923 | 0.00648813652507823-80.5489694718828i | -89.9954 | 34.6383367044369+1.44011908113181i | 2.3808 | 87.6239
|  |  |  | 373 | 5176068.3195 | 77.2787 | 37.7612 | 34.6708 | 30.7993 | 23.9332 | 27.58 | 0.041045 | 2.0624e-13 | 2.2575e-16 | 5.7228e-16 | 5.2819e-16 | 7.4773e-15 | 2.0638e-13 | 9.4606e-11 | 5.3556e-09 | 8.926e-09 | -9.5066 | 0.0026724 | 1.4635e-05 | 260.6508 | 1 | 0.001644 | 4.8824e-05 | 14138.3046 | 0.014138 | 0.00597200248906671-77.2787322191681i | -89.9956 | 34.6432337819429+1.38185232686352i | 2.2842 | 87.7202
|  |  |  | 374 | 5395106.2252 | 74.1413 | 37.4012 | 34.6731 | 30.7999 | 23.6247 | 27.4673 | 0.039381 | 2.0358e-13 | 2.166e-16 | 5.4908e-16 | 5.0678e-16 | 7.1742e-15 | 2.0371e-13 | 9.5338e-11 | 5.4509e-09 | 9.0849e-09 | -9.5832 | 0.00272 | 1.5254e-05 | 260.4859 | 1 | 0.0017136 | 5.0887e-05 | 13389.445 | 0.013389 | 0.00549692713618178-74.1412645290433i | -89.9958 | 34.6477425554003+1.32592769477391i | 2.1916 | 87.8127
|  |  |  | 375 | 5623413.2519 | 71.1312 | 37.0412 | 34.6752 | 30.8004 | 23.3114 | 27.3513 | 0.037785 | 2.0088e-13 | 2.0782e-16 | 5.2682e-16 | 4.8624e-16 | 6.8833e-15 | 2.01e-13 | 9.604e-11 | 5.547e-09 | 9.2449e-09 | -9.659 | 0.0027679 | 1.59e-05 | 260.3121 | 1 | 0.0017861 | 5.3037e-05 | 12675.461 | 0.012675 | 0.00505964423066943-71.1311760416586i | -89.9959 | 34.6518937224135+1.27225283115977i | 2.1027 | 87.9014
|  |  |  | 376 | 5861381.6451 | 68.2433 | 36.6812 | 34.6772 | 30.8009 | 22.9933 | 27.232 | 0.036253 | 1.9814e-13 | 1.9939e-16 | 5.0546e-16 | 4.6652e-16 | 6.6042e-15 | 1.9825e-13 | 9.6711e-11 | 5.6437e-09 | 9.4061e-09 | -9.7341 | 0.0028162 | 1.6573e-05 | 260.1293 | 1 | 0.0018617 | 5.5279e-05 | 11994.9567 | 0.011995 | 0.00465714736721756-68.2432952423059i | -89.9961 | 34.6557155678394+1.22073881377926i | 2.0174 | 87.9865
|  |  |  | 377 | 6109420.2491 | 65.4727 | 36.3212 | 34.679 | 30.8013 | 22.6709 | 27.1094 | 0.034783 | 1.9536e-13 | 1.9131e-16 | 4.8497e-16 | 4.4761e-16 | 6.3364e-15 | 1.9546e-13 | 9.7348e-11 | 5.741e-09 | 9.5684e-09 | -9.8084 | 0.0028648 | 1.7274e-05 | 259.9372 | 1 | 0.0019404 | 5.7615e-05 | 11346.5857 | 0.011347 | 0.00428666930133492-65.4726605764527i | -89.9962 | 34.6592341512739+1.17130004939879i | 1.9356 | 88.0682
|  |  |  | 378 | 6367955.2091 | 62.8145 | 35.9612 | 34.6807 | 30.8018 | 22.3442 | 26.9833 | 0.033372 | 1.9255e-13 | 1.8355e-16 | 4.653e-16 | 4.2945e-16 | 6.0795e-15 | 1.9264e-13 | 9.7951e-11 | 5.839e-09 | 9.7316e-09 | -9.8818 | 0.0029136 | 1.8005e-05 | 259.7357 | 1 | 0.0020226 | 6.005e-05 | 10729.0494 | 0.010729 | 0.00394566292400668-62.8145119254972i | -89.9964 | 34.6624734802976+1.12385417124965i | 1.857 | 88.1466
|  |  |  | 379 | 6637430.704 | 60.2643 | 35.6012 | 34.6822 | 30.8021 | 22.0134 | 26.8538 | 0.032019 | 1.8969e-13 | 1.761e-16 | 4.4643e-16 | 4.1204e-16 | 5.8329e-15 | 1.8979e-13 | 9.852e-11 | 5.9375e-09 | 9.8958e-09 | -9.9545 | 0.0029628 | 1.8767e-05 | 259.5245 | 1 | 0.0021081 | 6.2588e-05 | 10141.0953 | 0.010141 | 0.00363178374982427-60.2642824286029i | -89.9965 | 34.6654556705131+1.0783219368839i | 1.7817 | 88.2218
|  |  |  | 380 | 6918309.7092 | 57.8176 | 35.2412 | 34.6836 | 30.8025 | 21.6789 | 26.7207 | 0.03072 | 1.8681e-13 | 1.6896e-16 | 4.2832e-16 | 3.9532e-16 | 5.5963e-15 | 1.869e-13 | 9.9052e-11 | 6.0365e-09 | 1.0061e-08 | -10.0264 | 0.0030122 | 1.9561e-05 | 259.3034 | 1 | 0.0021974 | 6.5234e-05 | 9581.5152 | 0.0095815 | 0.00334287379819166-57.8175906365602i | -89.9967 | 34.6682010933388+1.03462712684426i | 1.7094 | 88.2939
|  |  |  | 381 | 7211074.7918 | 55.4702 | 34.8812 | 34.6849 | 30.8028 | 21.3408 | 26.5842 | 0.029474 | 1.839e-13 | 1.6211e-16 | 4.1095e-16 | 3.7929e-16 | 5.3693e-15 | 1.8398e-13 | 9.9546e-11 | 6.1361e-09 | 1.0227e-08 | -10.0974 | 0.0030619 | 2.0389e-05 | 259.072 | 1 | 0.0022903 | 6.7992e-05 | 9049.1434 | 0.0090491 | 0.00307694675678865-55.4702329841965i | -89.9968 | 34.6707285124561+0.992696444497108i | 1.6401 | 88.3631
|  |  |  | 382 | 7516228.9402 | 53.2182 | 34.5212 | 34.6861 | 30.8031 | 20.9993 | 26.4441 | 0.028278 | 1.8096e-13 | 1.5553e-16 | 3.9428e-16 | 3.639e-16 | 5.1515e-15 | 1.8103e-13 | 1e-10 | 6.2361e-09 | 1.0393e-08 | -10.1676 | 0.0031118 | 2.1252e-05 | 258.8301 | 1 | 0.0023873 | 7.0867e-05 | 8542.8554 | 0.0085429 | 0.00283217432528667-53.2181765684006i | -89.997 | 34.6730552097533+0.952459417320402i | 1.5735 | 88.4295
|  |  |  | 383 | 7834296.4277 | 51.0576 | 34.1612 | 34.6872 | 30.8034 | 20.6548 | 26.3004 | 0.027131 | 1.7799e-13 | 1.4922e-16 | 3.7828e-16 | 3.4914e-16 | 4.9425e-15 | 1.7806e-13 | 1.0042e-10 | 6.3365e-09 | 1.0561e-08 | -10.237 | 0.0031619 | 2.2151e-05 | 258.5774 | 1 | 0.0024883 | 7.3864e-05 | 8061.566 | 0.0080616 | 0.00260687364542776-51.0575522193531i | -89.9971 | 34.6751971015483+0.913848299887922i | 1.5097 | 88.4933
|  |  |  | 384 | 8165823.7136 | 48.9846 | 33.8012 | 34.6883 | 30.8036 | 20.3076 | 26.1532 | 0.02603 | 1.7499e-13 | 1.4317e-16 | 3.6294e-16 | 3.3497e-16 | 4.742e-15 | 1.7506e-13 | 1.008e-10 | 6.4373e-09 | 1.0729e-08 | -10.3055 | 0.0032122 | 2.3088e-05 | 258.3135 | 1 | 0.0025936 | 7.6987e-05 | 7604.2284 | 0.0076042 | 0.00239949573104622-48.9846478530635i | -89.9972 | 34.6771688458166+0.876797978747116i | 1.4484 | 88.5544
|  |  |  | 385 | 8511380.382 | 46.9959 | 33.4412 | 34.6892 | 30.8039 | 19.9577 | 26.0022 | 0.024974 | 1.7198e-13 | 1.3736e-16 | 3.4821e-16 | 3.2138e-16 | 4.5496e-15 | 1.7204e-13 | 1.0113e-10 | 6.5384e-09 | 1.0897e-08 | -10.3732 | 0.0032627 | 2.4065e-05 | 258.0382 | 1 | 0.0027033 | 8.0243e-05 | 7169.8322 | 0.0071698 | 0.00220861481848664-46.9959020937854i | -89.9973 | 34.6789839411016+0.841245879349536i | 1.3896 | 88.6131
|  |  |  | 386 | 8871560.1204 | 45.0879 | 33.0812 | 34.69 | 30.8041 | 19.6057 | 25.8476 | 0.023961 | 1.6895e-13 | 1.3179e-16 | 3.3408e-16 | 3.0834e-16 | 4.365e-15 | 1.69e-13 | 1.0143e-10 | 6.6399e-09 | 1.1066e-08 | -10.4401 | 0.0033133 | 2.5084e-05 | 257.751 | 1 | 0.0028177 | 8.3636e-05 | 6757.4027 | 0.0067574 | 0.00203291856420091-45.0878981553604i | -89.9974 | 34.6806548177423+0.807131875159553i | 1.3332 | 88.6694
|  |  |  | 387 | 9246981.7394 | 43.2574 | 32.7212 | 34.6908 | 30.8043 | 19.2517 | 25.6894 | 0.022989 | 1.659e-13 | 1.2644e-16 | 3.2052e-16 | 2.9583e-16 | 4.1879e-15 | 1.6595e-13 | 1.0168e-10 | 6.7415e-09 | 1.1236e-08 | -10.5061 | 0.003364 | 2.6145e-05 | 257.4515 | 1 | 0.002937 | 8.7174e-05 | 6365.9992 | 0.006366 | 0.0018711990221304-43.2573579709743i | -89.9975 | 34.6821929219909+0.774398199037635i | 1.2791 | 88.7234
|  |  |  | 388 | 9638290.2362 | 41.5011 | 32.3612 | 34.6916 | 30.8045 | 18.896 | 25.5274 | 0.022056 | 1.6283e-13 | 1.2131e-16 | 3.0752e-16 | 2.8383e-16 | 4.0179e-15 | 1.6288e-13 | 1.0189e-10 | 6.8434e-09 | 1.1406e-08 | -10.5712 | 0.0034149 | 2.7252e-05 | 257.1394 | 1 | 0.0030613 | 9.0861e-05 | 5994.7142 | 0.0059947 | 0.00172234433884126-41.5011365612412i | -89.9976 | 34.683608793575+0.742989356969813i | 1.2272 | 88.7752
|  |  |  | 389 | 10046157.9028 | 39.8162 | 32.0012 | 34.6922 | 30.8046 | 18.539 | 25.3617 | 0.021161 | 1.5976e-13 | 1.1638e-16 | 2.9504e-16 | 2.7231e-16 | 3.8549e-15 | 1.598e-13 | 1.0206e-10 | 6.9455e-09 | 1.1576e-08 | -10.6355 | 0.0034658 | 2.8405e-05 | 256.8143 | 1 | 0.0031908 | 9.4704e-05 | 5642.6718 | 0.0056427 | 0.00158533110931516-39.8162166309393i | -89.9977 | 34.6849121371965+0.712852044192827i | 1.1774 | 88.8249
|  |  |  | 390 | 10471285.4805 | 38.1997 | 31.6412 | 34.6929 | 30.8048 | 18.181 | 25.1923 | 0.020302 | 1.5667e-13 | 1.1166e-16 | 2.8307e-16 | 2.6126e-16 | 3.6984e-15 | 1.5671e-13 | 1.0218e-10 | 7.0477e-09 | 1.1746e-08 | -10.6989 | 0.0035168 | 2.9607e-05 | 256.4757 | 1 | 0.0033258 | 9.871e-05 | 5309.0274 | 0.005309 | 0.00145921734084014-38.1997033851157i | -89.9978 | 34.6861118884371+0.683935063746018i | 1.1296 | 88.8726
|  |  |  | 391 | 10914403.3645 | 36.6488 | 31.2812 | 34.6934 | 30.8049 | 17.8222 | 25.0192 | 0.019478 | 1.5358e-13 | 1.0713e-16 | 2.7158e-16 | 2.5065e-16 | 3.5483e-15 | 1.5362e-13 | 1.0226e-10 | 7.1499e-09 | 1.1917e-08 | -10.7615 | 0.0035678 | 3.086e-05 | 256.1232 | 1 | 0.0034666 | 0.00010289 | 4992.9658 | 0.004993 | 0.00134313597662702-36.6488195556557i | -89.9979 | 34.6872162745016+0.656189247464917i | 1.0838 | 88.9183
|  |  |  | 392 | 11376272.8582 | 35.1609 | 30.9212 | 34.6939 | 30.8051 | 17.4629 | 24.8423 | 0.018688 | 1.5048e-13 | 1.0278e-16 | 2.6056e-16 | 2.4048e-16 | 3.4043e-15 | 1.5052e-13 | 1.023e-10 | 7.2522e-09 | 1.2087e-08 | -10.8232 | 0.0036189 | 3.2166e-05 | 255.7563 | 1 | 0.0036133 | 0.00010724 | 4693.701 | 0.0046937 | 0.00123628893462471-35.1609006297663i | -89.998 | 34.6882328701952+0.629567379417696i | 1.0398 | 88.9623
|  |  |  | 393 | 11857687.4817 | 33.7334 | 30.5612 | 34.6944 | 30.8052 | 17.1036 | 24.6617 | 0.017929 | 1.4739e-13 | 9.861e-17 | 2.4998e-16 | 2.3072e-16 | 3.2662e-15 | 1.4742e-13 | 1.0229e-10 | 7.3545e-09 | 1.2258e-08 | -10.884 | 0.0036699 | 3.3527e-05 | 255.3745 | 1 | 0.0037662 | 0.00011177 | 4410.4751 | 0.0044105 | 0.00113794162055042-33.7333902721844i | -89.9981 | 34.6891686495049+0.604024121774172i | 0.99756 | 89.0044
|  |  |  | 394 | 12359474.3344 | 32.3638 | 30.2012 | 34.6949 | 30.8053 | 16.7444 | 24.4774 | 0.017201 | 1.4429e-13 | 9.4608e-17 | 2.3983e-16 | 2.2136e-16 | 3.1336e-15 | 1.4433e-13 | 1.0224e-10 | 7.4568e-09 | 1.2428e-08 | -10.944 | 0.0037209 | 3.4946e-05 | 254.9773 | 1 | 0.0039256 | 0.0001165 | 4142.5571 | 0.0041426 | 0.00104741787741055-32.3638359332368i | -89.9981 | 34.6900300331264+0.579515943087049i | 0.95707 | 89.0448
|  |  |  | 395 | 12882495.5169 | 31.0499 | 29.8412 | 34.6953 | 30.8054 | 16.3858 | 24.2893 | 0.016503 | 1.412e-13 | 9.0768e-17 | 2.301e-16 | 2.1237e-16 | 3.0064e-15 | 1.4123e-13 | 1.0214e-10 | 7.5589e-09 | 1.2598e-08 | -11.0031 | 0.0037719 | 3.6424e-05 | 254.5643 | 1 | 0.0040917 | 0.00012143 | 3889.2426 | 0.0038892 | 0.000964095336789496-31.0498846352127i | -89.9982 | 34.6908229322504+0.556001048956972i | 0.91822 | 89.0836
|  |  |  | 396 | 13427649.6114 | 29.7893 | 29.4812 | 34.6957 | 30.8055 | 16.0279 | 24.0975 | 0.015833 | 1.3812e-13 | 8.7084e-17 | 2.2076e-16 | 2.0375e-16 | 2.8844e-15 | 1.3815e-13 | 1.02e-10 | 7.6609e-09 | 1.2768e-08 | -11.0613 | 0.0038228 | 3.7966e-05 | 254.1349 | 1 | 0.0042648 | 0.00012657 | 3649.8528 | 0.0036499 | 0.000887401139945176-29.7892789298045i | -89.9983 | 34.6915527889019+0.533439315045934i | 0.88095 | 89.1208
|  |  |  | 397 | 13995873.2257 | 28.5799 | 29.1212 | 34.696 | 30.8056 | 15.6712 | 23.902 | 0.015191 | 1.3504e-13 | 8.3549e-17 | 2.118e-16 | 1.9548e-16 | 2.7673e-15 | 1.3507e-13 | 1.0182e-10 | 7.7627e-09 | 1.2938e-08 | -11.1186 | 0.0038736 | 3.9572e-05 | 253.6885 | 1 | 0.0044453 | 0.00013192 | 3423.7337 | 0.0034237 | 0.000816807999293477-28.5798530196763i | -89.9984 | 34.6922246130977+0.511792222398016i | 0.84519 | 89.1565
|  |  |  | 398 | 14588142.6028 | 27.4195 | 28.7612 | 34.6963 | 30.8057 | 15.3158 | 23.7028 | 0.014574 | 1.3198e-13 | 8.0158e-17 | 2.032e-16 | 1.8755e-16 | 2.655e-15 | 1.3201e-13 | 1.0159e-10 | 7.8643e-09 | 1.3107e-08 | -11.1751 | 0.0039243 | 4.1247e-05 | 253.2246 | 1 | 0.0046334 | 0.0001375 | 3210.2555 | 0.0032103 | 0.000751830573203092-27.4195290374916i | -89.9984 | 34.6928430170757+0.491022795021754i | 0.81088 | 89.1907
|  |  |  | 399 | 15205475.2973 | 26.3063 | 28.4012 | 34.6966 | 30.8057 | 14.9622 | 23.4999 | 0.013983 | 1.2893e-13 | 7.6904e-17 | 1.9495e-16 | 1.7994e-16 | 2.5472e-15 | 1.2896e-13 | 1.0132e-10 | 7.9656e-09 | 1.3276e-08 | -11.2307 | 0.0039748 | 4.2992e-05 | 252.7426 | 1 | 0.0048295 | 0.00014332 | 3008.8122 | 0.0030088 | 0.000692022129177119-26.3063134760123i | -89.9985 | 34.6934122468197+0.471095539684725i | 0.77796 | 89.2235
|  |  |  | 400 | 15848931.9246 | 25.2383 | 28.0412 | 34.6969 | 30.8058 | 14.6106 | 23.2934 | 0.013415 | 1.259e-13 | 7.3782e-17 | 1.8704e-16 | 1.7263e-16 | 2.4438e-15 | 1.2593e-13 | 1.0101e-10 | 8.0666e-09 | 1.3444e-08 | -11.2854 | 0.0040253 | 4.4812e-05 | 252.2419 | 1 | 0.0050339 | 0.00014939 | 2818.8202 | 0.0028188 | 0.000636971472479864-25.2382937631317i | -89.9986 | 34.6939362110962+0.45197638786802i | 0.74638 | 89.2551
|  |  |  | 401 | 16519617.9823 | 24.2136 | 27.6812 | 34.6971 | 30.8059 | 14.2613 | 23.0832 | 0.01287 | 1.2289e-13 | 7.0787e-17 | 1.7945e-16 | 1.6562e-16 | 2.3446e-15 | 1.2292e-13 | 1.0066e-10 | 8.1673e-09 | 1.3612e-08 | -11.3393 | 0.0040755 | 4.6708e-05 | 251.7219 | 1 | 0.0052469 | 0.00015571 | 2639.7187 | 0.0026397 | 0.000586300119092785-24.2136349759601i | -89.9986 | 34.6944185081958+0.433632639826062i | 0.71608 | 89.2853
|  |  |  | 402 | 17218685.7499 | 23.2306 | 27.3212 | 34.6974 | 30.8059 | 13.9145 | 22.8694 | 0.012348 | 1.199e-13 | 6.7914e-17 | 1.7216e-16 | 1.589e-16 | 2.2494e-15 | 1.1993e-13 | 1.0027e-10 | 8.2676e-09 | 1.3779e-08 | -11.3923 | 0.0041255 | 4.8685e-05 | 251.1819 | 1 | 0.0054689 | 0.00016229 | 2470.9682 | 0.002471 | 0.000539659693562959-23.2305766883159i | -89.9987 | 34.6948624505599+0.416032910695577i | 0.68701 | 89.3143
|  |  |  | 403 | 17947336.2683 | 22.2874 | 26.9612 | 34.6976 | 30.806 | 13.5706 | 22.652 | 0.011847 | 1.1694e-13 | 6.5157e-17 | 1.6518e-16 | 1.5245e-16 | 2.1581e-15 | 1.1696e-13 | 9.9839e-11 | 8.3674e-09 | 1.3946e-08 | -11.4444 | 0.0041753 | 5.0745e-05 | 250.6214 | 1 | 0.0057003 | 0.00016916 | 2312.0506 | 0.0023121 | 0.000496729533853796-22.2874299462063i | -89.9987 | 34.69527108746+0.399147078596365i | 0.65912 | 89.3422
|  |  |  | 404 | 18706821.4037 | 21.3826 | 26.6012 | 34.6978 | 30.806 | 13.2297 | 22.431 | 0.011366 | 1.14e-13 | 6.2512e-17 | 1.5847e-16 | 1.4626e-16 | 2.0705e-15 | 1.1402e-13 | 9.9369e-11 | 8.4668e-09 | 1.4111e-08 | -11.4957 | 0.0042249 | 5.2892e-05 | 250.0396 | 1 | 0.0059416 | 0.00017632 | 2162.4682 | 0.0021625 | 0.000457214486730947-21.3825743661024i | -89.9988 | 34.6956472258813+0.382946234665922i | 0.63236 | 89.3689
|  |  |  | 405 | 19498445.9976 | 20.5145 | 26.2412 | 34.6979 | 30.8061 | 12.8922 | 22.2065 | 0.010904 | 1.111e-13 | 5.9974e-17 | 1.5204e-16 | 1.4032e-16 | 1.9865e-15 | 1.1111e-13 | 9.8861e-11 | 8.5656e-09 | 1.4276e-08 | -11.5461 | 0.0042743 | 5.5131e-05 | 249.4359 | 1 | 0.006193 | 0.00018378 | 2021.7433 | 0.0020217 | 0.000420842878526151-20.5144553510212i | -89.9988 | 34.6959934497533+0.367402634969556i | 0.60669 | 89.3945
|  |  |  | 406 | 20323570.1094 | 19.6816 | 25.8812 | 34.6981 | 30.8061 | 12.5582 | 21.9786 | 0.010462 | 1.0822e-13 | 5.754e-17 | 1.4587e-16 | 1.3463e-16 | 1.9058e-15 | 1.0823e-13 | 9.8316e-11 | 8.664e-09 | 1.444e-08 | -11.5956 | 0.0043233 | 5.7464e-05 | 248.8097 | 1 | 0.0064551 | 0.00019156 | 1889.4178 | 0.0018894 | 0.000387364647327738-19.6815814196341i | -89.9989 | 34.6963121376576+0.352489654227762i | 0.58206 | 89.4191
|  |  |  | 407 | 21183611.3525 | 18.8825 | 25.5212 | 34.6983 | 30.8062 | 12.2281 | 21.7472 | 0.010037 | 1.0537e-13 | 5.5204e-17 | 1.3994e-16 | 1.2916e-16 | 1.8285e-15 | 1.0539e-13 | 9.7735e-11 | 8.7617e-09 | 1.4603e-08 | -11.6444 | 0.0043721 | 5.9895e-05 | 248.1601 | 1 | 0.0067282 | 0.00019966 | 1765.0524 | 0.0017651 | 0.000356549623756122-18.8825216438111i | -89.9989 | 34.6966054791313+0.338181741302762i | 0.55843 | 89.4426
|  |  |  | 408 | 22080047.3302 | 18.1159 | 25.1612 | 34.6984 | 30.8062 | 11.9019 | 21.5124 | 0.0096296 | 1.0256e-13 | 5.2963e-17 | 1.3426e-16 | 1.2392e-16 | 1.7542e-15 | 1.0258e-13 | 9.712e-11 | 8.8588e-09 | 1.4765e-08 | -11.6922 | 0.0044205 | 6.243e-05 | 247.4865 | 1 | 0.007013 | 0.00020811 | 1648.2264 | 0.0016482 | 0.000328185948504387-18.1159031901995i | -89.999 | 34.69687548968+0.324454376386825i | 0.53576 | 89.4653
|  |  |  | 409 | 23014418.1741 | 17.3804 | 24.8012 | 34.6985 | 30.8062 | 11.58 | 21.2742 | 0.0092387 | 9.9788e-14 | 5.0813e-17 | 1.2881e-16 | 1.1889e-16 | 1.683e-15 | 9.9802e-14 | 9.6471e-11 | 8.9553e-09 | 1.4925e-08 | -11.7393 | 0.0044687 | 6.5072e-05 | 246.7881 | 1 | 0.0073097 | 0.00021692 | 1538.537 | 0.0015385 | 0.000302078615764157-17.3804089616126i | -89.999 | 34.6971240245989+0.311284029835507i | 0.51401 | 89.487
|  |  |  | 410 | 23988329.1902 | 16.6748 | 24.4412 | 34.6986 | 30.8062 | 11.2625 | 21.0327 | 0.0088636 | 9.7051e-14 | 4.875e-17 | 1.2358e-16 | 1.1406e-16 | 1.6147e-15 | 9.7065e-14 | 9.579e-11 | 9.0511e-09 | 1.5085e-08 | -11.7855 | 0.0045165 | 6.7825e-05 | 246.0643 | 1 | 0.0076191 | 0.00022609 | 1435.5987 | 0.0014356 | 0.000278048132522591-16.6747753341771i | -89.999 | 34.6973527916995+0.298648122589958i | 0.49315 | 89.5078
|  |  |  | 411 | 25003453.617 | 15.9978 | 24.0812 | 34.6987 | 30.8063 | 10.9495 | 20.7879 | 0.0085038 | 9.4355e-14 | 4.6771e-17 | 1.1857e-16 | 1.0943e-16 | 1.5491e-15 | 9.4368e-14 | 9.5078e-11 | 9.1461e-09 | 1.5244e-08 | -11.8309 | 0.0045639 | 7.0696e-05 | 245.3143 | 1 | 0.0079415 | 0.00023566 | 1339.0431 | 0.001339 | 0.000255929284512848-15.9977899863496i | -89.9991 | 34.6975633630251+0.286524988133334i | 0.47313 | 89.5278
|  |  |  | 412 | 26061535.5 | 15.3483 | 23.7212 | 34.6988 | 30.8063 | 10.6413 | 20.5399 | 0.0081586 | 9.1699e-14 | 4.4872e-17 | 1.1375e-16 | 1.0499e-16 | 1.4863e-15 | 9.1711e-14 | 9.4337e-11 | 9.2405e-09 | 1.5401e-08 | -11.8754 | 0.004611 | 7.3687e-05 | 244.5373 | 1 | 0.0082775 | 0.00024563 | 1248.5183 | 0.0012485 | 0.000235570000333743-15.3482898160756i | -89.9991 | 34.6977571856378+0.274893835927576i | 0.45392 | 89.547
|  |  |  | 413 | 27164392.6884 | 14.7252 | 23.3612 | 34.6989 | 30.8063 | 10.338 | 20.2887 | 0.0078274 | 8.9085e-14 | 4.305e-17 | 1.0913e-16 | 1.0073e-16 | 1.4259e-15 | 8.9097e-14 | 9.3567e-11 | 9.3341e-09 | 1.5557e-08 | -11.9192 | 0.0046577 | 7.6806e-05 | 243.7325 | 1 | 0.0086278 | 0.00025603 | 1163.688 | 0.0011637 | 0.000216830305929151-14.7251589425084i | -89.9992 | 34.6979355915494+0.263734716277909i | 0.43549 | 89.5654
|  |  |  | 414 | 28313919.958 | 14.1273 | 23.0012 | 34.699 | 30.8063 | 10.0398 | 20.0345 | 0.0075096 | 8.6515e-14 | 4.1303e-17 | 1.047e-16 | 9.6638e-17 | 1.368e-15 | 8.6526e-14 | 9.277e-11 | 9.4268e-09 | 1.5711e-08 | -11.9621 | 0.004704 | 8.0056e-05 | 242.8993 | 1 | 0.0089929 | 0.00026686 | 1084.2318 | 0.0010842 | 0.000199581362239039-14.1273267888588i | -89.9992 | 34.6980998068645+0.25302848657375i | 0.41781 | 89.583
|  |  |  | 415 | 29512092.2667 | 13.5538 | 22.6412 | 34.6991 | 30.8064 | 9.7466 | 19.7771 | 0.0072047 | 8.3989e-14 | 3.9626e-17 | 1.0045e-16 | 9.2714e-17 | 1.3125e-15 | 8.3999e-14 | 9.1947e-11 | 9.5188e-09 | 1.5865e-08 | -12.0043 | 0.0047499 | 8.3443e-05 | 242.0367 | 1 | 0.0093735 | 0.00027815 | 1009.8439 | 0.0010098 | 0.000183704579405754-13.5537662430782i | -89.9992 | 34.6982509601959+0.242756778855941i | 0.40085 | 89.5999
|  |  |  | 416 | 30760968.1474 | 13.0035 | 22.2812 | 34.6992 | 30.8064 | 9.4588 | 19.5167 | 0.0069122 | 8.1509e-14 | 3.8017e-17 | 9.6375e-17 | 8.895e-17 | 1.2592e-15 | 8.1519e-14 | 9.11e-11 | 9.6099e-09 | 1.6016e-08 | -12.0457 | 0.0047953 | 8.6975e-05 | 241.1441 | 1 | 0.0097701 | 0.00028992 | 940.2333 | 0.00094023 | 0.000169090801445594-13.0034918932186i | -89.9993 | 34.6983900904136+0.232901968661697i | 0.38457 | 89.6162
|  |  |  | 417 | 32062693.2451 | 12.4756 | 21.9212 | 34.6992 | 30.8064 | 9.1763 | 19.2534 | 0.0066316 | 7.9075e-14 | 3.6474e-17 | 9.2463e-17 | 8.5339e-17 | 1.2081e-15 | 7.9084e-14 | 9.023e-11 | 9.7001e-09 | 1.6167e-08 | -12.0862 | 0.0048403 | 9.0655e-05 | 240.2206 | 1 | 0.010184 | 0.00030219 | 875.123 | 0.00087512 | 0.000155639555780091-12.4755583344341i | -89.9993 | 34.6985181537782+0.223447145099907i | 0.36896 | 89.6318
|  |  |  | 418 | 33419504.0026 | 11.9691 | 21.5612 | 34.6993 | 30.8064 | 8.8993 | 18.9872 | 0.0063624 | 7.6688e-14 | 3.4993e-17 | 8.8709e-17 | 8.1875e-17 | 1.159e-15 | 7.6697e-14 | 8.9338e-11 | 9.7894e-09 | 1.6316e-08 | -12.1261 | 0.0048849 | 9.4491e-05 | 239.2655 | 1 | 0.010615 | 0.00031498 | 814.2493 | 0.00081425 | 0.000143258362467413-11.9690585447181i | -89.9993 | 34.6986360305079+0.214376082110894i | 0.35398 | 89.6467
|  |  |  | 419 | 34833731.5036 | 11.4831 | 21.2012 | 34.6994 | 30.8064 | 8.6279 | 18.7181 | 0.0061041 | 7.4348e-14 | 3.3572e-17 | 8.5108e-17 | 7.8551e-17 | 1.112e-15 | 7.4357e-14 | 8.8426e-11 | 9.8779e-09 | 1.6463e-08 | -12.1651 | 0.0049291 | 9.849e-05 | 238.278 | 1 | 0.011064 | 0.00032831 | 757.3618 | 0.00075736 | 0.000131862098384693-11.4831223265846i | -89.9993 | 34.6987445308223+0.205673210866071i | 0.33961 | 89.661
|  |  |  | 420 | 36307805.477 | 11.0169 | 20.8412 | 34.6994 | 30.8064 | 8.362 | 18.4462 | 0.0058563 | 7.2057e-14 | 3.2209e-17 | 8.1652e-17 | 7.5362e-17 | 1.0668e-15 | 7.2065e-14 | 8.7496e-11 | 9.9654e-09 | 1.6609e-08 | -12.2034 | 0.0049727 | 0.00010266 | 237.2573 | 1 | 0.011532 | 0.0003422 | 704.2227 | 0.00070422 | 0.000121372411989939-11.0169148120155i | -89.9994 | 34.6988444005079+0.197323593264406i | 0.32582 | 89.6748
|  |  |  | 421 | 37844258.4717 | 10.5696 | 20.4812 | 34.6995 | 30.8065 | 8.1018 | 18.1716 | 0.0056185 | 6.9815e-14 | 3.0902e-17 | 7.8337e-17 | 7.2302e-17 | 1.0235e-15 | 6.9823e-14 | 8.6548e-11 | 1.0052e-08 | 1.6753e-08 | -12.241 | 0.0050159 | 0.000107 | 236.2027 | 1 | 0.01202 | 0.00035668 | 654.6062 | 0.00065461 | 0.000111717184639867-10.569635028107i | -89.9994 | 34.6989363260403+0.189312896483913i | 0.3126 | 89.688
|  |  |  | 422 | 39445730.2075 | 10.1405 | 20.1212 | 34.6995 | 30.8065 | 7.8472 | 17.8943 | 0.0053904 | 6.7622e-14 | 2.9647e-17 | 7.5157e-17 | 6.9367e-17 | 9.8198e-16 | 6.7629e-14 | 8.5584e-11 | 1.0137e-08 | 1.6896e-08 | -12.2778 | 0.0050586 | 0.00011153 | 235.1133 | 1 | 0.012529 | 0.00037177 | 608.2984 | 0.0006083 | 0.000102830034760149-10.1405145209489i | -89.9994 | 34.6990209393007+0.181627368547796i | 0.2999 | 89.7007
|  |  |  | 423 | 41114972.1105 | 9.7288 | 19.7612 | 34.6995 | 30.8065 | 7.5984 | 17.6145 | 0.0051716 | 6.5477e-14 | 2.8444e-17 | 7.2106e-17 | 6.6551e-17 | 9.4211e-16 | 6.5484e-14 | 8.4605e-11 | 1.0222e-08 | 1.7037e-08 | -12.3139 | 0.0051008 | 0.00011625 | 233.9884 | 1 | 0.013059 | 0.0003875 | 565.0966 | 0.0005651 | 0.0000946498614591183-9.72881603537448i | -89.9994 | 34.6990988219156+0.174253814866218i | 0.28773 | 89.7128
|  |  |  | 424 | 42854852.0397 | 9.3338 | 19.4012 | 34.6996 | 30.8065 | 7.3553 | 17.332 | 0.0049616 | 6.3383e-14 | 2.7289e-17 | 6.9178e-17 | 6.3849e-17 | 9.0386e-16 | 6.3389e-14 | 8.3613e-11 | 1.0306e-08 | 1.7176e-08 | -12.3493 | 0.0051425 | 0.00012117 | 232.8273 | 1 | 0.013611 | 0.0004039 | 524.8088 | 0.00052481 | 0.0000871204244471972-9.33383224831083i | -89.9995 | 34.6991705092533+0.167179575715992i | 0.27605 | 89.7245
|  |  |  | 425 | 44668359.2151 | 8.9549 | 19.0412 | 34.6996 | 30.8065 | 7.118 | 17.0471 | 0.0047602 | 6.1337e-14 | 2.6181e-17 | 6.637e-17 | 6.1257e-17 | 8.6717e-16 | 6.1343e-14 | 8.2609e-11 | 1.0388e-08 | 1.7314e-08 | -12.3839 | 0.0051838 | 0.0001263 | 231.6292 | 1 | 0.014187 | 0.00042099 | 487.2534 | 0.00048725 | 0.0000801899573739328-8.95488455355525i | -89.9995 | 34.6992364941022+0.160392504621828i | 0.26484 | 89.7357
|  |  |  | 426 | 46558609.3523 | 8.5913 | 18.6812 | 34.6996 | 30.8065 | 6.8863 | 16.7598 | 0.0045669 | 5.9341e-14 | 2.5118e-17 | 6.3675e-17 | 5.877e-17 | 8.3196e-16 | 5.9347e-14 | 8.1594e-11 | 1.047e-08 | 1.745e-08 | -12.4179 | 0.0052245 | 0.00013164 | 230.3935 | 1 | 0.014788 | 0.00043881 | 452.2588 | 0.00045226 | 0.0000738108119242123-8.59132189588798i | -89.9995 | 34.6992972300566+0.153880947603993i | 0.25409 | 89.7464
|  |  |  | 427 | 48528850.0162 | 8.2425 | 18.3212 | 34.6997 | 30.8065 | 6.6604 | 16.47 | 0.0043815 | 5.7394e-14 | 2.4098e-17 | 6.109e-17 | 5.6384e-17 | 7.9819e-16 | 5.74e-14 | 8.057e-11 | 1.055e-08 | 1.7584e-08 | -12.4512 | 0.0052647 | 0.00013721 | 229.1194 | 1 | 0.015413 | 0.00045738 | 419.6628 | 0.00041966 | 0.0000679391302267946-8.24251965252003i | -89.9995 | 34.6993531346332+0.147633723258552i | 0.24377 | 89.7567
|  |  |  | 428 | 50582466.2003 | 7.9079 | 17.9612 | 34.6997 | 30.8065 | 6.4402 | 16.178 | 0.0042036 | 5.5497e-14 | 2.312e-17 | 5.861e-17 | 5.4095e-17 | 7.6578e-16 | 5.5502e-14 | 7.9537e-11 | 1.063e-08 | 1.7717e-08 | -12.4838 | 0.0053044 | 0.00014302 | 227.8062 | 1 | 0.016066 | 0.00047673 | 389.3123 | 0.00038931 | 0.0000625345433228733-7.9078785599529i | -89.9995 | 34.6994045921409+0.141640103637541i | 0.23388 | 89.7666
|  |  |  | 429 | 52722986.1423 | 7.5868 | 17.6012 | 34.6997 | 30.8065 | 6.2256 | 15.8837 | 0.004033 | 5.3648e-14 | 2.2181e-17 | 5.6231e-17 | 5.1899e-17 | 7.3469e-16 | 5.3653e-14 | 7.8497e-11 | 1.0709e-08 | 1.7848e-08 | -12.5158 | 0.0053435 | 0.00014907 | 226.4534 | 1 | 0.016746 | 0.00049691 | 361.0631 | 0.00036106 | 0.0000575598936216062-7.58682368440793i | -89.9996 | 34.6994519563207+0.135889795897622i | 0.22438 | 89.7761
|  |  |  | 430 | 54954087.3858 | 7.2788 | 17.2412 | 34.6997 | 30.8065 | 6.0167 | 15.5872 | 0.0038692 | 5.1847e-14 | 2.1281e-17 | 5.3948e-17 | 4.9792e-17 | 7.0486e-16 | 5.1852e-14 | 7.7451e-11 | 1.0786e-08 | 1.7977e-08 | -12.5471 | 0.0053822 | 0.00015538 | 225.0604 | 1 | 0.017454 | 0.00051793 | 334.779 | 0.00033478 | 0.0000529809794344077-7.2788034340543i | -89.9996 | 34.6994955527774+0.130372924686937i | 0.21527 | 89.7851
|  |  |  | 431 | 57279603.0986 | 6.9833 | 16.8812 | 34.6998 | 30.8065 | 5.8134 | 15.2885 | 0.0037121 | 5.0095e-14 | 2.0417e-17 | 5.1758e-17 | 4.777e-17 | 6.7625e-16 | 5.01e-14 | 7.64e-11 | 1.0862e-08 | 1.8104e-08 | -12.5777 | 0.0054203 | 0.00016195 | 223.6265 | 1 | 0.018193 | 0.00053985 | 310.3318 | 0.00031033 | 0.0000487663198316698-6.98328861134148i | -89.9996 | 34.6995356812171+0.125080015240977i | 0.20653 | 89.7939
|  |  |  | 432 | 59703528.6584 | 6.6998 | 16.5212 | 34.6998 | 30.8065 | 5.6155 | 14.9878 | 0.0035614 | 4.839e-14 | 1.9588e-17 | 4.9656e-17 | 4.5831e-17 | 6.4879e-16 | 4.8395e-14 | 7.5346e-11 | 1.0938e-08 | 1.823e-08 | -12.6078 | 0.0054579 | 0.00016881 | 222.1512 | 1 | 0.018963 | 0.0005627 | 287.601 | 0.0002876 | 0.0000448869382052127-6.69977150380503i | -89.9996 | 34.6995726175066+0.120001977159412i | 0.19815 | 89.8022
|  |  |  | 433 | 62230028.5169 | 6.4278 | 16.1612 | 34.6998 | 30.8065 | 5.4232 | 14.6851 | 0.0034168 | 4.6733e-14 | 1.8793e-17 | 4.764e-17 | 4.397e-17 | 6.2245e-16 | 4.6737e-14 | 7.4288e-11 | 1.1012e-08 | 1.8353e-08 | -12.6371 | 0.005495 | 0.00017595 | 220.634 | 1 | 0.019765 | 0.00058651 | 266.4731 | 0.00026647 | 0.0000413161630484464-6.42776501178593i | -89.9996 | 34.69960661557+0.115130088836828i | 0.1901 | 89.8103
|  |  |  | 434 | 64863443.3548 | 6.1668 | 15.8012 | 34.6998 | 30.8065 | 5.2362 | 14.3804 | 0.0032781 | 4.5122e-14 | 1.803e-17 | 4.5706e-17 | 4.2185e-17 | 5.9718e-16 | 4.5126e-14 | 7.3229e-11 | 1.1085e-08 | 1.8475e-08 | -12.6659 | 0.0055315 | 0.0001834 | 219.0746 | 1 | 0.020602 | 0.00061133 | 246.8413 | 0.00024684 | 0.0000380294445845521-6.16680181156374i | -89.9996 | 34.6996379091337+0.110455982521418i | 0.18238 | 89.818
|  |  |  | 435 | 67608297.5392 | 5.9164 | 15.4412 | 34.6998 | 30.8065 | 5.0546 | 14.0737 | 0.003145 | 4.3557e-14 | 1.7298e-17 | 4.385e-17 | 4.0472e-17 | 5.7294e-16 | 4.3561e-14 | 7.2169e-11 | 1.1157e-08 | 1.8596e-08 | -12.6941 | 0.0055675 | 0.00019116 | 217.4724 | 1 | 0.021473 | 0.0006372 | 228.6055 | 0.00022861 | 0.0000350041859819677-5.91643355246574i | -89.9997 | 34.6996667133319+0.105971629976565i | 0.17498 | 89.8254
|  |  |  | 436 | 70469306.8967 | 5.6762 | 15.0812 | 34.6998 | 30.8065 | 4.8782 | 13.7653 | 0.0030174 | 4.2037e-14 | 1.6595e-17 | 4.207e-17 | 3.8829e-17 | 5.4968e-16 | 4.2041e-14 | 7.111e-11 | 1.1229e-08 | 1.8714e-08 | -12.7217 | 0.005603 | 0.00019925 | 215.8272 | 1 | 0.022382 | 0.00066416 | 211.6717 | 0.00021167 | 0.0000322195879967604-5.67623008657351i | -89.9997 | 34.6996932261877+0.101669328721341i | 0.16787 | 89.8325
|  |  |  | 437 | 73451386.8157 | 5.4458 | 14.7212 | 34.6999 | 30.8066 | 4.7071 | 13.455 | 0.0028949 | 4.0562e-14 | 1.5922e-17 | 4.0362e-17 | 3.7253e-17 | 5.2736e-16 | 4.0565e-14 | 7.0051e-11 | 1.1299e-08 | 1.8831e-08 | -12.7487 | 0.005638 | 0.00020768 | 214.1386 | 1 | 0.023329 | 0.00069227 | 195.9515 | 0.00019595 | 0.0000296565059737574-5.44577872970229i | -89.9997 | 34.6997176299713+0.0975416888267164i | 0.16106 | 89.8393
|  |  |  | 438 | 76559660.6911 | 5.2247 | 14.3612 | 34.6999 | 30.8066 | 4.541 | 13.143 | 0.0027773 | 3.9131e-14 | 1.5275e-17 | 3.8724e-17 | 3.574e-17 | 5.0595e-16 | 3.9134e-14 | 6.8994e-11 | 1.1368e-08 | 1.8946e-08 | -12.7752 | 0.0056724 | 0.00021647 | 212.4065 | 1 | 0.024316 | 0.00072156 | 181.3623 | 0.00018136 | 0.0000272973182233049-5.22468355238475i | -89.9997 | 34.6997400924548+0.0935816202453326i | 0.15452 | 89.8458
|  |  |  | 439 | 79799468.7268 | 5.0126 | 14.0012 | 34.6999 | 30.8066 | 4.3799 | 12.8292 | 0.0026646 | 3.7742e-14 | 1.4655e-17 | 3.7151e-17 | 3.4289e-17 | 4.8541e-16 | 3.7746e-14 | 6.794e-11 | 1.1435e-08 | 1.9059e-08 | -12.801 | 0.0057063 | 0.00022563 | 210.6306 | 1 | 0.025346 | 0.00075209 | 167.8266 | 0.00016783 | 0.0000251258048687056-5.01256469963972i | -89.9997 | 34.6997607680647+0.0897823206534172i | 0.14825 | 89.852
|  |  |  | 440 | 83176377.1103 | 4.8091 | 13.6412 | 34.6999 | 30.8066 | 4.2237 | 12.5139 | 0.0025564 | 3.6397e-14 | 1.406e-17 | 3.5643e-17 | 3.2897e-17 | 4.657e-16 | 3.64e-14 | 6.6889e-11 | 1.1502e-08 | 1.9171e-08 | -12.8264 | 0.0057397 | 0.00023518 | 208.811 | 1 | 0.026418 | 0.00078392 | 155.2716 | 0.00015527 | 0.0000231270363313999-4.80905773835843i | -89.9997 | 34.6997797989432+0.0861372637843385i | 0.14223 | 89.858
|  |  |  | 441 | 86696187.5758 | 4.6138 | 13.2812 | 34.6999 | 30.8066 | 4.0723 | 12.1969 | 0.0024526 | 3.5092e-14 | 1.3489e-17 | 3.4196e-17 | 3.1561e-17 | 4.4679e-16 | 3.5095e-14 | 6.5843e-11 | 1.1568e-08 | 1.928e-08 | -12.8512 | 0.0057725 | 0.00024513 | 206.9474 | 1 | 0.027536 | 0.00081709 | 143.6295 | 0.00014363 | 0.0000212872706871963-4.61381303118616i | -89.9997 | 34.6997973159262+0.0826401882340598i | 0.13645 | 89.8638
|  |  |  | 442 | 90364947.3722 | 4.4265 | 12.9212 | 34.6999 | 30.8066 | 3.9257 | 11.8784 | 0.002353 | 3.3829e-14 | 1.2942e-17 | 3.2808e-17 | 3.028e-17 | 4.2865e-16 | 3.3832e-14 | 6.4801e-11 | 1.1633e-08 | 1.9388e-08 | -12.8754 | 0.0058049 | 0.0002555 | 205.0401 | 1 | 0.028701 | 0.00085167 | 132.8366 | 0.00013284 | 0.0000195938591878569-4.42649513582394i | -89.9997 | 34.699813439442+0.0792850867195445i | 0.13091 | 89.8693
|  |  |  | 443 | 94188959.6523 | 4.2468 | 12.5612 | 34.6999 | 30.8066 | 3.7837 | 11.5584 | 0.0022575 | 3.2605e-14 | 1.2416e-17 | 3.1476e-17 | 2.9051e-17 | 4.1125e-16 | 3.2608e-14 | 6.3765e-11 | 1.1697e-08 | 1.9495e-08 | -12.8992 | 0.0058367 | 0.00026631 | 203.0891 | 1 | 0.029916 | 0.00088771 | 122.8336 | 0.00012283 | 0.0000180351592984828-4.2467822287183i | -89.9998 | 34.6998282803384+0.0760661957718939i | 0.1256 | 89.8746
|  |  |  | 444 | 98174794.302 | 4.0744 | 12.2012 | 34.6999 | 30.8066 | 3.6462 | 11.2369 | 0.0021658 | 3.142e-14 | 1.1912e-17 | 3.0198e-17 | 2.7871e-17 | 3.9455e-16 | 3.1423e-14 | 6.2735e-11 | 1.176e-08 | 1.9599e-08 | -12.9224 | 0.005868 | 0.00027758 | 201.0947 | 1 | 0.031182 | 0.00092528 | 113.5649 | 0.00011356 | 0.0000166004546528126-4.07436555214883i | -89.9998 | 34.6998419406471+0.0729779858467459i | 0.1205 | 89.8797
|  |  |  | 445 | 102329299.2281 | 3.9089 | 11.8412 | 34.6999 | 30.8066 | 3.5132 | 10.914 | 0.0020779 | 3.0274e-14 | 1.1429e-17 | 2.8972e-17 | 2.674e-17 | 3.7854e-16 | 3.0276e-14 | 6.1711e-11 | 1.1821e-08 | 1.9702e-08 | -12.9451 | 0.0058988 | 0.00028933 | 199.0572 | 1 | 0.032501 | 0.00096443 | 104.9786 | 0.00010498 | 0.0000152798813761096-3.90894888376352i | -89.9998 | 34.6998545142819+0.0700151518351065i | 0.11561 | 89.8846
|  |  |  | 446 | 106659612.123 | 3.7502 | 11.4812 | 34.6999 | 30.8066 | 3.3845 | 10.5898 | 0.0019936 | 2.9165e-14 | 1.0965e-17 | 2.7796e-17 | 2.5654e-17 | 3.6317e-16 | 2.9167e-14 | 6.0695e-11 | 1.1882e-08 | 1.9803e-08 | -12.9674 | 0.0059291 | 0.00030157 | 196.9769 | 1 | 0.033877 | 0.0010052 | 97.0263 | 9.7026e-05 | 0.0000140643602690964-3.75024802765078i | -89.9998 | 34.6998660876872+0.0671726039585104i | 0.11091 | 89.8893
|  |  |  | 447 | 111173172.7282 | 3.598 | 11.1212 | 34.6999 | 30.8066 | 3.26 | 10.2643 | 0.0019126 | 2.8092e-14 | 1.0519e-17 | 2.6667e-17 | 2.4613e-17 | 3.4842e-16 | 2.8094e-14 | 5.9686e-11 | 1.1942e-08 | 1.9903e-08 | -12.9891 | 0.0059589 | 0.00031433 | 194.8544 | 1 | 0.03531 | 0.0010478 | 89.6629 | 8.9663e-05 | 0.0000129455343866866-3.59799032607357i | -89.9998 | 34.6998767404299+0.0644454590329963i | 0.10641 | 89.8938
|  |  |  | 448 | 115877735.6155 | 3.4519 | 10.7612 | 34.6999 | 30.8066 | 3.1396 | 9.9375 | 0.001835 | 2.7055e-14 | 1.0092e-17 | 2.5584e-17 | 2.3613e-17 | 3.3428e-16 | 2.7057e-14 | 5.8686e-11 | 1.2e-08 | 2.0001e-08 | -13.0104 | 0.0059882 | 0.00032764 | 192.6902 | 1 | 0.036805 | 0.0010921 | 82.8462 | 8.2846e-05 | 0.0000119157115823538-3.45191419102674i | -89.9998 | 34.6998865457485+0.0618290320870297i | 0.10209 | 89.8981
|  |  |  | 449 | 120781383.5107 | 3.3118 | 10.4012 | 34.6999 | 30.8066 | 3.0232 | 9.6094 | 0.0017605 | 2.6052e-14 | 9.6826e-18 | 2.4546e-17 | 2.2655e-17 | 3.2071e-16 | 2.6054e-14 | 5.7694e-11 | 1.2058e-08 | 2.0097e-08 | -13.0312 | 0.0060169 | 0.0003415 | 190.485 | 1 | 0.038362 | 0.0011383 | 76.5369 | 7.6537e-05 | 0.0000109678116231223-3.31176865481301i | -89.9998 | 34.6998955710548+0.0593188283190852i | 0.097946 | 89.9022
|  |  |  | 450 | 125892541.1794 | 3.1773 | 10.0412 | 34.7 | 30.8066 | 2.9108 | 9.2802 | 0.001689 | 2.5083e-14 | 9.2895e-18 | 2.3549e-17 | 2.1735e-17 | 3.0769e-16 | 2.5085e-14 | 5.6711e-11 | 1.2115e-08 | 2.0191e-08 | -13.0516 | 0.0060452 | 0.00035595 | 188.2395 | 1 | 0.039985 | 0.0011865 | 70.6984 | 7.0698e-05 | 0.0000100953175115812-3.17731293886505i | -89.9998 | 34.6999038783985+0.0569105353811761i | 0.093969 | 89.9062
|  |  |  | 451 | 131219989.9019 | 3.0483 | 9.6812 | 34.7 | 30.8066 | 2.8022 | 8.9498 | 0.0016204 | 2.4147e-14 | 8.9123e-18 | 2.2593e-17 | 2.0852e-17 | 2.9519e-16 | 2.4149e-14 | 5.5738e-11 | 1.217e-08 | 2.0284e-08 | -13.0716 | 0.0060731 | 0.00037102 | 185.9547 | 1 | 0.041677 | 0.0012367 | 65.2967 | 6.5297e-05 | 9.29223068025463E-06-3.04831604007332i | -89.9998 | 34.699911524893+0.0546000159751639i | 0.090154 | 89.91
|  |  |  | 452 | 136772882.5596 | 2.9246 | 9.3212 | 34.7 | 30.8066 | 2.6972 | 8.6184 | 0.0015546 | 2.3243e-14 | 8.5505e-18 | 2.1676e-17 | 2.0006e-17 | 2.8321e-16 | 2.3244e-14 | 5.4774e-11 | 1.2225e-08 | 2.0375e-08 | -13.0911 | 0.0061004 | 0.00038672 | 183.6315 | 1 | 0.043441 | 0.0012891 | 60.3 | 6.03e-05 | 8.55302975027836E-06-2.92455633390865i | -89.9998 | 34.6999185631085+0.0523833007492055i | 0.086494 | 89.9137
|  |  |  | 453 | 142560759.3602 | 2.8058 | 8.9612 | 34.7 | 30.8066 | 2.5959 | 8.2858 | 0.0014915 | 2.237e-14 | 8.2033e-18 | 2.0796e-17 | 1.9194e-17 | 2.7171e-16 | 2.2371e-14 | 5.3821e-11 | 1.2279e-08 | 2.0465e-08 | -13.1101 | 0.0061272 | 0.00040308 | 181.271 | 1 | 0.045279 | 0.0013436 | 55.6788 | 5.5679e-05 | 7.87263257084124E-06-2.8058211936578i | -89.9998 | 34.6999250414338+0.0502565814822117i | 0.082983 | 89.9172
|  |  |  | 454 | 148593564.2287 | 2.6919 | 8.6012 | 34.7 | 30.8066 | 2.4981 | 7.9522 | 0.001431 | 2.1527e-14 | 7.8703e-18 | 1.9952e-17 | 1.8414e-17 | 2.6068e-16 | 2.1528e-14 | 5.2878e-11 | 1.2332e-08 | 2.0553e-08 | -13.1288 | 0.0061536 | 0.00042014 | 178.8744 | 1 | 0.047196 | 0.0014005 | 51.4057 | 5.1406e-05 | 7.24636127840541E-06-2.69190662511776i | -89.9998 | 34.6999310044076+0.0482162045446591i | 0.079614 | 89.9205
|  |  |  | 455 | 154881661.8912 | 2.5826 | 8.2412 | 34.7 | 30.8066 | 2.4037 | 7.6177 | 0.0013729 | 2.0713e-14 | 7.5508e-18 | 1.9142e-17 | 1.7667e-17 | 2.501e-16 | 2.0715e-14 | 5.1945e-11 | 1.2384e-08 | 2.064e-08 | -13.147 | 0.0061795 | 0.00043792 | 176.4428 | 1 | 0.049193 | 0.0014597 | 47.4551 | 4.7455e-05 | 6.66991013548089E-06-2.5826169161214i | -89.9999 | 34.6999364930262+0.0462586646245885i | 0.076381 | 89.9238
|  |  |  | 456 | 161435855.6826 | 2.4778 | 7.8812 | 34.7 | 30.8066 | 2.3126 | 7.2821 | 0.0013171 | 1.9928e-14 | 7.2442e-18 | 1.8364e-17 | 1.695e-17 | 2.3994e-16 | 1.993e-14 | 5.1023e-11 | 1.2435e-08 | 2.0725e-08 | -13.1649 | 0.006205 | 0.00045645 | 173.9777 | 1 | 0.051274 | 0.0015215 | 43.8032 | 4.3803e-05 | 6.13931592783879E-06-2.47776430029192i | -89.9999 | 34.6999415450245+0.0443805987080477i | 0.07328 | 89.9269
|  |  |  | 457 | 168267406.107 | 2.3772 | 7.5212 | 34.7 | 30.8066 | 2.2248 | 6.9457 | 0.0012637 | 1.9171e-14 | 6.9501e-18 | 1.7619e-17 | 1.6261e-17 | 2.302e-16 | 1.9173e-14 | 5.0112e-11 | 1.2485e-08 | 2.0808e-08 | -13.1824 | 0.00623 | 0.00047576 | 171.4806 | 1 | 0.053444 | 0.0015859 | 40.428 | 4.0428e-05 | 5.65093071663937E-06-2.37716863444886i | -89.9999 | 34.6999461951353+0.0425787803036893i | 0.070305 | 89.9298
|  |  |  | 458 | 175388050.1842 | 2.2807 | 7.1612 | 34.7 | 30.8066 | 2.14 | 6.6083 | 0.0012123 | 1.8441e-14 | 6.6679e-18 | 1.6903e-17 | 1.5601e-17 | 2.2086e-16 | 1.8442e-14 | 4.9212e-11 | 1.2534e-08 | 2.089e-08 | -13.1995 | 0.0062546 | 0.0004959 | 168.953 | 1 | 0.055706 | 0.001653 | 37.3091 | 3.7309e-05 | 0.0000052013967581399-2.28065708911113i | -89.9999 | 34.6999504753291+0.0408501139016343i | 0.067451 | 89.9327
|  |  |  | 459 | 182810021.6143 | 2.1881 | 6.8012 | 34.7 | 30.8066 | 2.0583 | 6.2701 | 0.0011631 | 1.7737e-14 | 6.3972e-18 | 1.6217e-17 | 1.4968e-17 | 2.1189e-16 | 1.7738e-14 | 4.8324e-11 | 1.2583e-08 | 2.0971e-08 | -13.2162 | 0.0062787 | 0.00051688 | 166.3965 | 1 | 0.058063 | 0.0017229 | 34.4273 | 3.4427e-05 | 4.78762341855017E-06-2.18806385156541i | -89.9999 | 34.6999544150326+0.0391916296571138i | 0.064712 | 89.9354
|  |  |  | 460 | 190546071.7963 | 2.0992 | 6.4412 | 34.7 | 30.8066 | 1.9795 | 5.931 | 0.0011159 | 1.7058e-14 | 6.1375e-18 | 1.5559e-17 | 1.436e-17 | 2.0329e-16 | 1.7059e-14 | 4.7447e-11 | 1.263e-08 | 2.105e-08 | -13.2325 | 0.0063024 | 0.00053876 | 163.8129 | 1 | 0.06052 | 0.0017959 | 31.7651 | 3.1765e-05 | 4.40676592532166E-06-2.09922984098984i | -89.9999 | 34.6999580413317+0.0376004782897892i | 0.062085 | 89.938
|  |  |  | 461 | 198609491.7357 | 2.014 | 6.0812 | 34.7 | 30.8066 | 1.9035 | 5.5912 | 0.0010706 | 1.6403e-14 | 5.8883e-18 | 1.4927e-17 | 1.3777e-17 | 1.9503e-16 | 1.6404e-14 | 4.6582e-11 | 1.2677e-08 | 2.1128e-08 | -13.2485 | 0.0063256 | 0.00056156 | 161.204 | 1 | 0.063081 | 0.0018719 | 29.306 | 2.9306e-05 | 0.0000040562058087802-2.01400243514345i | -89.9999 | 34.6999613791579+0.0360739261900105i | 0.059564 | 89.9406
|  |  |  | 462 | 207014134.8791 | 1.9322 | 5.7212 | 34.7 | 30.8066 | 1.8303 | 5.2505 | 0.0010271 | 1.5772e-14 | 5.6492e-18 | 1.4321e-17 | 1.3218e-17 | 1.8711e-16 | 1.5773e-14 | 4.5728e-11 | 1.2722e-08 | 2.1204e-08 | -13.2641 | 0.0063484 | 0.00058532 | 158.5717 | 1 | 0.065751 | 0.0019511 | 27.0349 | 2.7035e-05 | 3.73353289963567E-06-1.93223520815188i | -89.9999 | 34.6999644514592+0.0346093507236292i | 0.057146 | 89.943
|  |  |  | 463 | 215774440.9153 | 1.8538 | 5.3612 | 34.7 | 30.8066 | 1.7598 | 4.9091 | 0.00098544 | 1.5164e-14 | 5.4199e-18 | 1.374e-17 | 1.2681e-17 | 1.7952e-16 | 1.5165e-14 | 4.4886e-11 | 1.2767e-08 | 2.1279e-08 | -13.2794 | 0.0063708 | 0.00061009 | 155.918 | 1 | 0.068533 | 0.0020336 | 24.9377 | 2.4938e-05 | 3.43652875859704E-06-1.85378767893878i | -89.9999 | 34.6999672793582+0.0332042357273192i | 0.054826 | 89.9453
|  |  |  | 464 | 224905460.5836 | 1.7785 | 5.0012 | 34.7 | 30.8066 | 1.6918 | 4.567 | 0.00094543 | 1.4579e-14 | 5.1999e-18 | 1.3182e-17 | 1.2166e-17 | 1.7223e-16 | 1.458e-14 | 4.4057e-11 | 1.2811e-08 | 2.1352e-08 | -13.2944 | 0.0063928 | 0.00063591 | 153.2449 | 1 | 0.071433 | 0.0021197 | 23.0013 | 2.3001e-05 | 3.16315142416898E-06-1.77852506987081i | -89.9999 | 34.6999698822969+0.0318561671866844i | 0.0526 | 89.9475
|  |  |  | 465 | 234422881.532 | 1.7063 | 4.6412 | 34.7 | 30.8066 | 1.6263 | 4.2243 | 0.00090704 | 1.4015e-14 | 4.9887e-18 | 1.2647e-17 | 1.1672e-17 | 1.6524e-16 | 1.4016e-14 | 4.3239e-11 | 1.2854e-08 | 2.1424e-08 | -13.309 | 0.0064144 | 0.00066282 | 150.5545 | 1 | 0.074456 | 0.0022094 | 21.2135 | 2.1213e-05 | 2.91152137376748E-06-1.7063180752014i | -89.9999 | 34.699972278171+0.0305628290897451i | 0.050465 | 89.9496
|  |  |  | 466 | 244343055.2694 | 1.637 | 4.2812 | 34.7 | 30.8066 | 1.5633 | 3.8808 | 0.00087022 | 1.3471e-14 | 4.7862e-18 | 1.2133e-17 | 1.1198e-17 | 1.5853e-16 | 1.3472e-14 | 4.2432e-11 | 1.2897e-08 | 2.1495e-08 | -13.3233 | 0.0064356 | 0.00069086 | 147.849 | 1 | 0.077607 | 0.0023029 | 19.5632 | 1.9563e-05 | 2.67990860163512E-06-1.63704263891566i | -89.9999 | 34.6999744834527+0.029321999448692i | 0.048416 | 89.9517
|  |  |  | 467 | 254683025.2585 | 1.5706 | 3.9212 | 34.7 | 30.8066 | 1.5026 | 3.5367 | 0.00083489 | 1.2948e-14 | 4.5919e-18 | 1.1641e-17 | 1.0744e-17 | 1.5209e-16 | 1.2949e-14 | 4.1638e-11 | 1.2939e-08 | 2.1564e-08 | -13.3373 | 0.0064563 | 0.0007201 | 145.1306 | 1 | 0.080891 | 0.0024003 | 18.0399 | 1.804e-05 | 0.0000024667207247132-1.57057974159452i | -89.9999 | 34.6999765133036+0.0281315464830835i | 0.04645 | 89.9536
|  |  |  | 468 | 265460556.1976 | 1.5068 | 3.5612 | 34.7 | 30.8066 | 1.4441 | 3.192 | 0.00080099 | 1.2444e-14 | 4.4055e-18 | 1.1168e-17 | 1.0308e-17 | 1.4592e-16 | 1.2445e-14 | 4.0856e-11 | 1.2979e-08 | 2.1632e-08 | -13.351 | 0.0064767 | 0.00075057 | 142.4016 | 1 | 0.084314 | 0.0025019 | 16.6341 | 1.6634e-05 | 2.27049203469739E-06-1.50681519593221i | -89.9999 | 34.6999783816792+0.0269894249579446i | 0.044564 | 89.9555
|  |  |  | 469 | 276694164.5412 | 1.4456 | 3.2012 | 34.7 | 30.8066 | 1.3878 | 2.8467 | 0.00076847 | 1.1959e-14 | 4.2266e-18 | 1.0715e-17 | 9.8891e-18 | 1.3999e-16 | 1.196e-14 | 4.0086e-11 | 1.3019e-08 | 2.1699e-08 | -13.3644 | 0.0064967 | 0.00078233 | 139.6642 | 1 | 0.087882 | 0.0026078 | 15.3367 | 1.5337e-05 | 2.08987342100658E-06-1.44563945055543i | -89.9999 | 34.6999801014248+0.0258936726704811i | 0.042755 | 89.9573
|  |  |  | 470 | 288403150.3127 | 1.3869 | 2.8412 | 34.7 | 30.8066 | 1.3336 | 2.5008 | 0.00073727 | 1.1492e-14 | 4.055e-18 | 1.028e-17 | 9.4876e-18 | 1.3431e-16 | 1.1493e-14 | 3.9328e-11 | 1.3059e-08 | 2.1765e-08 | -13.3775 | 0.0065163 | 0.00081544 | 136.9209 | 1 | 0.091601 | 0.0027181 | 14.1397 | 1.414e-05 | 1.92362309538417E-06-1.38694740180746i | -89.9999 | 34.699981684364+0.0248424070793848i | 0.041019 | 89.9591
|  |  |  | 471 | 300607630.2628 | 1.3306 | 2.4812 | 34.7 | 30.8066 | 1.2815 | 2.1544 | 0.00070734 | 1.1043e-14 | 3.8904e-18 | 9.8623e-18 | 9.1025e-18 | 1.2886e-16 | 1.1044e-14 | 3.8581e-11 | 1.3097e-08 | 2.1829e-08 | -13.3903 | 0.0065356 | 0.00084995 | 134.1738 | 1 | 0.095477 | 0.0028332 | 13.0352 | 1.3035e-05 | 1.77059805436113E-06-1.33063821317366i | -89.9999 | 34.69998314138+0.0238338220709436i | 0.039354 | 89.9607
|  |  |  | 472 | 313328572.4316 | 1.2766 | 2.1212 | 34.7 | 30.8066 | 1.2313 | 1.8074 | 0.00067862 | 1.0611e-14 | 3.7324e-18 | 9.4619e-18 | 8.7329e-18 | 1.2363e-16 | 1.0611e-14 | 3.7847e-11 | 1.3135e-08 | 2.1892e-08 | -13.4029 | 0.0065545 | 0.00088592 | 131.4254 | 1 | 0.099518 | 0.0029531 | 12.0162 | 1.2016e-05 | 1.62974622088394E-06-1.27661514203823i | -89.9999 | 34.6999844824899+0.0228661848564092i | 0.037756 | 89.9623
|  |  |  | 473 | 326587832.1723 | 1.2248 | 1.7612 | 34.7 | 30.8066 | 1.183 | 1.4599 | 0.00065107 | 1.0194e-14 | 3.5809e-18 | 9.0777e-18 | 8.3783e-18 | 1.1861e-16 | 1.0195e-14 | 3.7124e-11 | 1.3172e-08 | 2.1954e-08 | -13.4151 | 0.006573 | 0.00092341 | 128.678 | 1 | 0.10373 | 0.003078 | 11.0763 | 1.1076e-05 | 1.50009921107916E-06-1.22478537347443i | -89.9999 | 34.699985716914+0.0219378329952968i | 0.036223 | 89.9638
|  |  |  | 474 | 340408189.701 | 1.1751 | 1.4012 | 34.7 | 30.8066 | 1.1366 | 1.1119 | 0.00062464 | 9.7941e-15 | 3.4355e-18 | 8.7092e-18 | 8.0382e-18 | 1.1379e-16 | 9.7948e-15 | 3.6413e-11 | 1.3209e-08 | 2.2015e-08 | -13.4271 | 0.0065912 | 0.00096248 | 125.934 | 1 | 0.10812 | 0.0032083 | 10.2093 | 1.0209e-05 | 1.38076567642525E-06-1.17505986078299i | -89.9999 | 34.6999868531392+0.0210471715395081i | 0.034753 | 89.9653
|  |  |  | 475 | 354813389.2336 | 1.1274 | 1.0412 | 34.7 | 30.8066 | 1.0919 | 0.76349 | 0.00059928 | 9.409e-15 | 3.296e-18 | 8.3556e-18 | 7.7118e-18 | 1.0917e-16 | 9.4096e-15 | 3.5713e-11 | 1.3244e-08 | 2.2074e-08 | -13.4388 | 0.006609 | 0.0010032 | 123.1958 | 1 | 0.11269 | 0.003344 | 9.4097 | 9.4097e-06 | 1.27092517555723E-06-1.12735317250435i | -89.9999 | 34.6999878989771+0.0201926702933758i | 0.033342 | 89.9667
|  |  |  | 476 | 369828179.7803 | 1.0816 | 0.6812 | 34.7 | 30.8066 | 1.0489 | 0.4146 | 0.00057495 | 9.0385e-15 | 3.1622e-18 | 8.0163e-18 | 7.3988e-18 | 1.0474e-16 | 9.0391e-15 | 3.5026e-11 | 1.328e-08 | 2.2133e-08 | -13.4503 | 0.0066265 | 0.0010457 | 120.4656 | 1 | 0.11746 | 0.0034855 | 8.6722 | 8.6722e-06 | 0.0000011698225335721-1.08158334564227i | -89.9999 | 34.6999888616184+0.0193728611849262i | 0.031988 | 89.9681
|  |  |  | 477 | 385478357.6658 | 1.0377 | 0.3212 | 34.7 | 30.8066 | 1.0075 | 0.065264 | 0.00055161 | 8.6822e-15 | 3.0338e-18 | 7.6909e-18 | 7.0984e-18 | 1.0049e-16 | 8.6828e-15 | 3.4349e-11 | 1.3314e-08 | 2.219e-08 | -13.4615 | 0.0066436 | 0.0010899 | 117.7458 | 1 | 0.12243 | 0.003633 | 7.9921 | 7.9921e-06 | 1.07676265005376E-06-1.03767174484641i | -89.9999 | 34.6999897476811+0.0185863357438455i | 0.030689 | 89.9694
|  |  |  | 478 | 401790810.8489 | 0.99554 | -0.0388 | 34.7 | 30.8066 | 0.96778 | -0.28449 | 0.00052921 | 8.3396e-15 | 2.9107e-18 | 7.3786e-18 | 6.8102e-18 | 9.6407e-17 | 8.3401e-15 | 3.3685e-11 | 1.3348e-08 | 2.2246e-08 | -13.4725 | 0.0066604 | 0.001136 | 115.0386 | 1 | 0.12761 | 0.0037868 | 7.365 | 7.365e-06 | 9.91105720121868E-07-0.995542927311969i | -89.9999 | 34.6999905632573+0.0178317426818239i | 0.029443 | 89.9706
|  |  |  | 479 | 418793565.1179 | 0.95512 | -0.3988 | 34.7 | 30.8066 | 0.92954 | -0.63465 | 0.00050772 | 8.0101e-15 | 2.7925e-18 | 7.0791e-18 | 6.5337e-18 | 9.2493e-17 | 8.0106e-15 | 3.3031e-11 | 1.3381e-08 | 2.2301e-08 | -13.4832 | 0.0066769 | 0.0011841 | 112.3462 | 1 | 0.13302 | 0.003947 | 6.7868 | 6.7868e-06 | 9.12262835648374E-07-0.955124513164405i | -89.9999 | 34.699991313954+0.0171077855711188i | 0.028248 | 89.9718
|  |  |  | 480 | 436515832.2402 | 0.91635 | -0.7588 | 34.7 | 30.8066 | 0.89277 | -0.9852 | 0.00048711 | 7.6932e-15 | 2.6791e-18 | 6.7917e-18 | 6.2684e-18 | 8.8738e-17 | 7.6937e-15 | 3.2389e-11 | 1.3413e-08 | 2.2355e-08 | -13.4937 | 0.0066931 | 0.0012342 | 109.6708 | 1 | 0.13864 | 0.0041141 | 6.2537 | 6.2537e-06 | 8.39691936398938E-07-0.916347061106344i | -89.9999 | 34.6999920049325+0.0164132206173541i | 0.027101 | 89.973
|  |  |  | 481 | 454988060.15 | 0.87914 | -1.1188 | 34.7 | 30.8066 | 0.85742 | -1.3361 | 0.00046733 | 7.3886e-15 | 2.5703e-18 | 6.5159e-18 | 6.0139e-18 | 8.5135e-17 | 7.3891e-15 | 3.1758e-11 | 1.3445e-08 | 2.2408e-08 | -13.504 | 0.0067089 | 0.0012864 | 107.0146 | 1 | 0.14451 | 0.0042882 | 5.7623 | 5.7623e-06 | 7.72894083263041E-07-0.879143949113251i | -89.9999 | 34.6999926409434+0.01574685452273i | 0.026001 | 89.974
|  |  |  | 482 | 474241985.2602 | 0.84345 | -1.4788 | 34.7 | 30.8066 | 0.82344 | -1.6874 | 0.00044836 | 7.0957e-15 | 2.466e-18 | 6.2514e-18 | 5.7698e-18 | 8.1679e-17 | 7.0962e-15 | 3.1138e-11 | 1.3476e-08 | 2.246e-08 | -13.5141 | 0.0067245 | 0.0013409 | 104.3795 | 1 | 0.15063 | 0.0044696 | 5.3092 | 5.3092e-06 | 7.1141002795007E-07-0.843451259972717i | -90 | 34.6999932263594+0.0151075424359746i | 0.024945 | 89.9751
|  |  |  | 483 | 494310686.9868 | 0.80921 | -1.8388 | 34.7 | 30.8066 | 0.79077 | -2.039 | 0.00043016 | 6.8142e-15 | 2.3659e-18 | 5.9976e-18 | 5.5355e-18 | 7.8362e-17 | 6.8147e-15 | 3.0528e-11 | 1.3506e-08 | 2.2511e-08 | -13.5239 | 0.0067397 | 0.0013976 | 101.7676 | 1 | 0.157 | 0.0046588 | 4.8916 | 4.8916e-06 | 6.54817055567587E-07-0.809207671470778i | -90 | 34.6999937652053+0.0144941859855169i | 0.023932 | 89.9761
|  |  |  | 484 | 515228644.5818 | 0.77635 | -2.1988 | 34.7 | 30.8066 | 0.75936 | -2.391 | 0.00041269 | 6.5436e-15 | 2.2698e-18 | 5.7541e-18 | 5.3108e-18 | 7.5181e-17 | 6.5441e-15 | 2.993e-11 | 1.3536e-08 | 2.2561e-08 | -13.5335 | 0.0067546 | 0.0014568 | 99.1807 | 1 | 0.16364 | 0.0048559 | 4.5066 | 4.5066e-06 | 6.02726078373892E-07-0.776354351036644i | -90 | 34.6999942611858+0.0139057313925025i | 0.022961 | 89.9771
|  |  |  | 485 | 537031796.3703 | 0.74483 | -2.5588 | 34.7 | 30.8066 | 0.72918 | -2.7433 | 0.00039594 | 6.2835e-15 | 2.1777e-18 | 5.5205e-18 | 5.0952e-18 | 7.2129e-17 | 6.284e-15 | 2.9342e-11 | 1.3566e-08 | 2.2609e-08 | -13.5429 | 0.0067693 | 0.0015184 | 96.6208 | 1 | 0.17057 | 0.0050614 | 4.1518 | 4.1518e-06 | 5.54778960723744E-07-0.744834854664735i | -90 | 34.6999947177108+0.0133411676604139i | 0.022029 | 89.978
|  |  |  | 486 | 559757601.4951 | 0.7146 | -2.9188 | 34.7 | 30.8066 | 0.70018 | -3.0959 | 0.00037986 | 6.0336e-15 | 2.0893e-18 | 5.2963e-18 | 4.8883e-18 | 6.92e-17 | 6.034e-15 | 2.8765e-11 | 1.3594e-08 | 2.2657e-08 | -13.5521 | 0.0067836 | 0.0015827 | 94.0895 | 1 | 0.17779 | 0.0052756 | 3.8248 | 3.8248e-06 | 5.10646056815858E-07-0.714595029940453i | -90 | 34.6999951379192+0.0127995248381832i | 0.021134 | 89.9789
|  |  |  | 487 | 583445104.2737 | 0.68558 | -3.2788 | 34.7 | 30.8066 | 0.6723 | -3.4487 | 0.00036444 | 5.7934e-15 | 2.0044e-18 | 5.0813e-18 | 4.6898e-18 | 6.6391e-17 | 5.7938e-15 | 2.8198e-11 | 1.3623e-08 | 2.2704e-08 | -13.5611 | 0.0067977 | 0.0016497 | 91.5885 | 1 | 0.18531 | 0.0054988 | 3.5234 | 3.5234e-06 | 4.70023944313625E-07-0.685582923003049i | -90 | 34.6999955246998+0.0122798723538159i | 0.020276 | 89.9798
|  |  |  | 488 | 608135001.2787 | 0.65775 | -3.6388 | 34.7 | 30.8066 | 0.64551 | -3.8019 | 0.00034965 | 5.5625e-15 | 1.9231e-18 | 4.875e-18 | 4.4994e-18 | 6.3695e-17 | 5.5629e-15 | 2.7641e-11 | 1.365e-08 | 2.275e-08 | -13.5699 | 0.0068115 | 0.0017195 | 89.1193 | 1 | 0.19315 | 0.0057315 | 3.2457 | 3.2457e-06 | 4.3263333825723E-07-0.65774868928569i | -90 | 34.6999958807118+0.0117813174156642i | 0.019453 | 89.9806
|  |  |  | 489 | 633869711.2569 | 0.63104 | -3.9988 | 34.7 | 30.8066 | 0.61977 | -4.1553 | 0.00033545 | 5.3407e-15 | 1.845e-18 | 4.6771e-18 | 4.3168e-18 | 6.1109e-17 | 5.3411e-15 | 2.7095e-11 | 1.3677e-08 | 2.2796e-08 | -13.5785 | 0.006825 | 0.0017922 | 86.6835 | 1 | 0.20133 | 0.0059741 | 2.9897 | 2.9897e-06 | 3.98217170925023E-07-0.631044507879487i | -90 | 34.6999962084028+0.0113030034786019i | 0.018663 | 89.9814
|  |  |  | 490 | 660693448.0076 | 0.60542 | -4.3588 | 34.7 | 30.8066 | 0.59504 | -4.509 | 0.00032183 | 5.1276e-15 | 1.7701e-18 | 4.4872e-18 | 4.1415e-18 | 5.8628e-17 | 5.128e-15 | 2.6559e-11 | 1.3704e-08 | 2.284e-08 | -13.5869 | 0.0068383 | 0.0018681 | 84.2824 | 1 | 0.20985 | 0.0062269 | 2.7539 | 2.7539e-06 | 3.66538824442709E-07-0.605424499374261i | -90 | 34.6999965100258+0.0108441087724692i | 0.017906 | 89.9821
|  |  |  | 491 | 688652296.3443 | 0.58084 | -4.7188 | 34.7 | 30.8066 | 0.57128 | -4.863 | 0.00030877 | 4.9229e-15 | 1.6982e-18 | 4.305e-18 | 3.9734e-18 | 5.6248e-17 | 4.9232e-15 | 2.6032e-11 | 1.373e-08 | 2.2883e-08 | -13.5952 | 0.0068512 | 0.0019471 | 81.9174 | 1 | 0.21873 | 0.0064904 | 2.5366 | 2.5366e-06 | 3.37380503989213E-07-0.580844647034901i | -90 | 34.6999967876547+0.0104038448902565i | 0.017179 | 89.9829
|  |  |  | 492 | 717794291.2714 | 0.55726 | -5.0788 | 34.7 | 30.8066 | 0.54845 | -5.2172 | 0.00029623 | 4.7262e-15 | 1.6293e-18 | 4.1303e-18 | 3.812e-18 | 5.3965e-17 | 4.7265e-15 | 2.5515e-11 | 1.3755e-08 | 2.2926e-08 | -13.6032 | 0.006864 | 0.0020295 | 79.5895 | 1 | 0.22798 | 0.0067651 | 2.3364 | 2.3364e-06 | 3.1054174041475E-07-0.55726272117795i | -90 | 34.6999970431985+0.00998145543360558i | 0.016481 | 89.9836
|  |  |  | 493 | 748169500.5112 | 0.53464 | -5.4388 | 34.7 | 30.8066 | 0.52653 | -5.5716 | 0.0002842 | 4.5372e-15 | 1.5631e-18 | 3.9626e-18 | 3.6573e-18 | 5.1774e-17 | 4.5375e-15 | 2.5008e-11 | 1.378e-08 | 2.2967e-08 | -13.6111 | 0.0068765 | 0.0021154 | 77.2998 | 1 | 0.23763 | 0.0070513 | 2.1519 | 2.1519e-06 | 2.85838011976245E-07-0.534638206618423i | -90 | 34.6999972784132+0.009576214713298i | 0.015812 | 89.9842
|  |  |  | 494 | 779830110.5233 | 0.51293 | -5.7988 | 34.7 | 30.8066 | 0.50546 | -5.9263 | 0.00027266 | 4.3557e-15 | 1.4997e-18 | 3.8017e-18 | 3.5088e-18 | 4.9672e-17 | 4.356e-15 | 2.451e-11 | 1.3805e-08 | 2.3008e-08 | -13.6188 | 0.0068887 | 0.0022049 | 75.0494 | 1 | 0.24769 | 0.0073497 | 1.9819 | 1.9819e-06 | 2.63099475714322E-07-0.512932233062275i | -90 | 34.6999974949164+0.00918742650250295i | 0.01517 | 89.9849
|  |  |  | 495 | 812830516.1641 | 0.49211 | -6.1588 | 34.7 | 30.8066 | 0.48523 | -6.2811 | 0.00026159 | 4.1813e-15 | 1.4388e-18 | 3.6473e-18 | 3.3663e-18 | 4.7655e-17 | 4.1816e-15 | 2.4022e-11 | 1.3829e-08 | 2.3048e-08 | -13.6264 | 0.0069007 | 0.0022982 | 72.8391 | 1 | 0.25817 | 0.0076607 | 1.8253 | 1.8253e-06 | 2.42169799749734E-07-0.492107508324833i | -90 | 34.699997694197+0.00881442284063823i | 0.014554 | 89.9855
|  |  |  | 496 | 847227414.1406 | 0.47213 | -6.5188 | 34.7 | 30.8066 | 0.46579 | -6.6362 | 0.00025097 | 4.0138e-15 | 1.3804e-18 | 3.4993e-18 | 3.2297e-18 | 4.572e-17 | 4.0141e-15 | 2.3542e-11 | 1.3853e-08 | 2.3088e-08 | -13.6338 | 0.0069124 | 0.0023955 | 70.6698 | 1 | 0.26909 | 0.0079849 | 1.6811 | 1.6811e-06 | 2.22905088471199E-07-0.472128254260587i | -90 | 34.6999978776246+0.00845656288579232i | 0.013963 | 89.9861
|  |  |  | 497 | 883079900.4186 | 0.45296 | -6.8788 | 34.7 | 30.8066 | 0.44712 | -6.9914 | 0.00024078 | 3.853e-15 | 1.3243e-18 | 3.3572e-18 | 3.0985e-18 | 4.3864e-17 | 3.8532e-15 | 2.3072e-11 | 1.3876e-08 | 2.3126e-08 | -13.641 | 0.0069239 | 0.0024968 | 68.542 | 1 | 0.28048 | 0.0083228 | 1.5482 | 1.5482e-06 | 2.05172893224921E-07-0.452960145294129i | -90 | 34.6999980464603+0.00811323181373633i | 0.013396 | 89.9866
|  |  |  | 498 | 920449571.7532 | 0.43457 | -7.2388 | 34.7 | 30.8066 | 0.4292 | -7.3469 | 0.00023101 | 3.6985e-15 | 1.2705e-18 | 3.2209e-18 | 2.9728e-18 | 4.2083e-17 | 3.6987e-15 | 2.2611e-11 | 1.3898e-08 | 2.3164e-08 | -13.6481 | 0.0069352 | 0.0026025 | 66.4564 | 1 | 0.29235 | 0.008675 | 1.4258 | 1.4258e-06 | 1.88851301704241E-07-0.434570249446744i | -90 | 34.6999982018653+0.00778383976163373i | 0.012852 | 89.9872
|  |  |  | 499 | 959400631.5159 | 0.41693 | -7.5988 | 34.7 | 30.8066 | 0.41198 | -7.7025 | 0.00022163 | 3.5501e-15 | 1.219e-18 | 3.0901e-18 | 2.8521e-18 | 4.0375e-17 | 3.5503e-15 | 2.2158e-11 | 1.392e-08 | 2.3201e-08 | -13.655 | 0.0069463 | 0.0027126 | 64.4135 | 1 | 0.30472 | 0.0090421 | 1.313 | 1.313e-06 | 1.73828099778701E-07-0.41692697175725i | -90 | 34.6999983449078+0.00746782081463269i | 0.012331 | 89.9877
|  |  |  | 500 | 1000000000 | 0.4 | -7.9588 | 34.7 | 30.8066 | 0.39544 | -8.0584 | 0.00021263 | 3.4076e-15 | 1.1695e-18 | 2.9647e-18 | 2.7363e-18 | 3.8735e-17 | 3.4078e-15 | 2.1714e-11 | 1.3942e-08 | 2.3237e-08 | -13.6618 | 0.0069571 | 0.0028274 | 62.4137 | 1 | 0.31762 | 0.0094248 | 1.2092 | 1.2092e-06 | 1.59999999999974E-07-0.399999999999936i | -90 | 34.699998476571+0.00716463203360222i | 0.01183 | 89.9882
𝑉∕√𝐻𝑧
𝐴∕√𝐻𝑧
𝐴∕√𝐻𝑧
𝐴∕√𝐻𝑧
𝐴∕√𝐻𝑧
𝐴∕√𝐻𝑧
𝐴∕√𝐻𝑧
𝐴∕√𝐻𝑧
𝐴∕√𝐻𝑧
𝐴∕√𝐻𝑧
𝐴∕√𝐻𝑧
𝐴∕√𝐻𝑧
𝐴∕√𝐻𝑧

## Drop Down (hidden)
Photovoltaic/Photoconducitve | [6 empty] | Mode | Orientation | V supply | Valid | Requirements | Notes | Vout
PV: Photovoltaic | [6 empty] | PV | CATHODE | SINGLE | Yes | Positive Bias Voltage at IN+ | Vout will decrease with Ipd increase | Vo = Vb - Ipd*Rfb, if (Vr-Vb) < 0.7, else not PV mode
PC: Photoconductive | [6 empty] | PV | CATHODE | DUAL | Yes | Bias Voltage >= 0 | Vout will decrease with Ipd increase | Vo = Vb - Ipd*Rfb, if (Vr-Vb) < 0.7, else not PV mode
[7 empty] | PV | ANODE | SINGLE | Yes | No Bias Voltage at IN+ | Vout will increase with Ipd increase | Vo = Vb + Ipd*Rfb, if (Vr-Vb) < 0.7, else not PV mode
[7 empty] | PV | ANODE | DUAL | Yes | Bias Voltage <= 0 | Vout will increase with Ipd increase | Vo = Vb + Ipd*Rfb, if (Vr-Vb) < 0.7, else not PV mode
[7 empty] | PC | CATHODE | SINGLE | No | - | - | not valid, output always zero
[7 empty] | PC | CATHODE | DUAL | Yes |  | Negative Vr => Vout will increase with Ipd increase | if(Vr-Vbias) < -0.7, Vo = Vbias + Ipd*Rfb. elseif(Vr-Vbias) > 0.7, Vo = Vbias - Ipd*Rfb. Else not PC mode
Diode Orientation | [6 empty] | PC | ANODE | SINGLE | Yes | Positive Reverse Voltage | Vout will increase with Ipd increase | if(Vr-Vbias) > 0.7, Vo = Vbias + Ipd*Rfb. Else not PC mode
ANODE → IN- | [6 empty] | PC | ANODE | DUAL | Yes |  | Positive Vr => Vout will increase with Ipd increase | if(Vr-Vbias) > 0.7, Vo = Vbias + Ipd*Rfb. elseif(Vr-Vbias) < -0.7, Vo = Vbias - Ipd*Rfb. Else not PC mode
CATHODE → IN-
Op amp power supply
Single Supply
Bipolar Supply
| Mode | Orientation | Supply | Vr_eff | Vbias | select bit
Design Inputs | PV: Photovoltaic | CATHODE → IN- | Bipolar Supply | 0 | 0
PV Mode valid | TRUE
PC Mode valid | FALSE
Mode valid | TRUE
orientation & Supply valid | TRUE
Vr_eff valid | TRUE
Vo Equation, PV & Cath | NEG
Vo Equation, PV & Anode | IGNORE
Vo Equation, PC & Cath & -Vr | IGNORE
Vo Equation, PC & Anode & -Vr | IGNORE
Vo Equation, PC & Cath & +Vr | IGNORE
Vo Equation, PC & Anode & +Vr | IGNORE
Vo Equation Polarity | NEG